## PL NO.
[10 empty] | EMS |  |  | EMR |  |  | EWFPS |  |  | SHIFT/EMS |  |  | SHIFT/EMR |  |  | SHIFT/EWFPS |  |  | EGS
MPC | PL | WARD | CATEGORY | SHORT DESCRIPTION | UDM DESCRIPTION | UNIT | EAR UDM | STOCK BALANCE | EAR WSC | EAR | DRAWN | BALANCE | EAR | DRAWN | BALANCE | EAR | DRAWN | BALANCE | EAR | DRAWN | EAR BALANCE | EAR | DRAWN | EAR BALANCE | EAR | DRAWN | EAR BALANCE | EAR | DRAWN | EAR BALANCE | CONSUMPTION 23-24 | CONSUMPTION 24-25 | CONSUMPTION 25-26 | CONSUMPTION 26-27
1 | 75201318 | 23 | 10 | BLUE KNIT GLOVES | BLUE KNIT GLOVES | NO. | 3600 | 5087 | 3600 | 0 |  | 0 | 0 |  | 0 | 0 |  | 0 | 0 |  | 0 | 0 |  | 0 | 0 |  | 0 | 3600 |  | 3600
2 | 75908426 | 23 | 10 | INDUSTRIAL HELMET RED | INDL. HELMET RED | NO. | 52 | 976 | 52 | 0 |  | 0 | 0 |  | 0 | 0 |  | 0 | 0 |  | 0 | 0 |  | 0 | 0 |  | 0 | 52 |  | 52
3 | 75908402 | 23 | 10 | INDUSTRIAL HELMET WHITE | INDL. HELMET WHITE | NO. | 28 | 276 | 28 | 0 |  | 0 | 0 |  | 0 | 0 |  | 0 | 0 |  | 0 | 0 |  | 0 | 0 |  | 0 | 28 |  | 28
4 | 75908700 | 23 | 10 | EAR PLUGS | EAR PLUGS | NO. | 3600 | 42189 | 3600 | 0 |  | 0 | 0 |  | 0 | 0 |  | 0 | 0 |  | 0 | 0 |  | 0 | 0 |  | 0 | 3600 |  | 3600
5 | 75909273 | 23 | 10 | DUST RESPIRATER | DUST RESPIRATER | NO. | 3600 | 48887 | 3600 | 0 |  | 0 | 0 |  | 0 | 0 |  | 0 | 0 |  | 0 | 0 |  | 0 | 0 |  | 0 | 3600 |  | 3600
6 | 75980484 | 23 | 10 | SAFETY GLASSES | SAFETY GLASSES WITH FOLDING SIDE MESH GUARD FITTED WITH ZERO POWER CLEAR TOUGHENED GLASSES | NO. | 40 | 6 | 40 | 0 |  | 0 | 0 |  | 0 | 0 |  | 0 | 0 |  | 0 | 0 |  | 0 | 0 |  | 0 | 40 |  | 40
7 | 78010512 | 23 | 10 | GLASS TUMBLER | GLASS TUMBLER 260ML | NO. | 50 | 1550 | 50 | 0 |  | 0 | 0 |  | 0 | 0 |  | 0 | 0 |  | 0 | 0 |  | 0 | 0 |  | 0 | 50 |  | 50
8 | 81050628 | 23 | 10 | LIQUID SOAP | LIQUID SOAP - SOAP CREAM YELLOW IN COLOUR TYPE-I GR-2 TO IS 4199/2001. IN 5 (FIVE) LITRE CAPACITY CONTAINER | LTR | 300 | 1400 | 300 | 0 |  | 0 | 0 |  | 0 | 0 |  | 0 | 0 |  | 0 | 0 |  | 0 | 0 |  | 0 | 300 |  | 300
9 | 81050811 | 23 | 10 | SOAP TOILET IN 125 GRAMS | SOAP TOILET IN 125 GRAMS | NO. | 800 | 23 | 800 | 0 |  | 0 | 0 |  | 0 | 0 |  | 0 | 0 |  | 0 | 0 |  | 0 | 0 |  | 0 | 800 |  | 800
10 | 81140022 | 23 | 10 | SOAP TOILET IN 150 GRAMS | SOAP TOILET IN 150 GRAMS | NO. | 800 | 8897 | 800 | 0 |  | 0 | 0 |  | 0 | 0 |  | 0 | 0 |  | 0 | 0 |  | 0 | 0 |  | 0 | 800 |  | 800
11 | 79010805 | 23 | 10 | CLOTH KHADI BLUE 91CMS | CLOTH KHADI BLUE 91CMS | MTR. | 720 | 4809.1 | 720 | 0 |  | 0 | 0 |  | 0 | 0 |  | 0 | 0 |  | 0 | 0 |  | 0 | 0 |  | 0 | 720 |  | 720
12 | 79011652 | 23 | 10 | TOWEL BATH | TOWEL BATH TURKISH HANDLOOM / KHADI IN WHITE SIZE 140 CMS X 76 CMS WITH "IR" MONOGRAM STAMP | NO. | 60 | 457 | 60 | 0 |  | 0 | 0 |  | 0 | 0 |  | 0 | 0 |  | 0 | 0 |  | 0 | 0 |  | 0 | 60 |  | 60 | 39 | 1108 | 1705 | 0
13 | 79021293 | 23 | 10 | CLOTH COTTON DRILL | CLOTH COTTON DRILL | MTR. | 200 | 588.8 | 200 | 0 |  | 0 | 0 |  | 0 | 0 |  | 0 | 0 |  | 0 | 0 |  | 0 | 0 |  | 0 | 200 |  | 200
14 | 79040044 | 23 | 10 | TERRYCOT PROTECTIVE CLOTH | TERRYCOT PROTECTIVE CLOTH | MTR. | 200 | 1120 | 200 | 0 |  | 0 | 0 |  | 0 | 0 |  | 0 | 0 |  | 0 | 0 |  | 0 | 0 |  | 0 | 200 |  | 200
15 | 79510127 | 23 | 10 | SINGLE PLY COLOURED COTTON BANIYAN CLOTH | NEW, SINGLE PLY COLOURED COTTON BANIYAN CLOTH OF FINE QUALITY IN VARIOUS SHAPES | MTR. | 100 | 2195 | 100 | 0 |  | 0 | 0 |  | 0 | 0 |  | 0 | 0 |  | 0 | 0 |  | 0 | 0 |  | 0 | 100 |  | 100
16 | 79511740 | 23 | 10 | COLOURED COTTON WASTE | COLOURED COTTON WASTE TO IS 5485/1980 TYPE-II. NOTE: THE MATERIAL SHALL CONSIST OF UNSIZED YARN | KG. | 200 | 5410 | 200 | 0 |  | 0 | 0 |  | 0 | 0 |  | 0 | 0 |  | 0 | 0 |  | 0 | 0 |  | 0 | 200 |  | 200
17 | 75908712 | 23 | 10 | LADIES SAFETY SHOES SIZE 4 | LADIES SAFETY SHOES SIZE 4 | NO. | 1 | 9 | 1 | 0 |  | 0 | 0 |  | 0 | 0 |  | 0 | 0 |  | 0 | 0 |  | 0 | 0 |  | 0 | 1 |  | 1
18 | 75908724 | 23 | 10 | LADIES SAFETY SHOES SIZE 5 | LADIES SAFETY SHOES SIZE 5 | NO. | 1 | 25 | 1 | 0 |  | 0 | 0 |  | 0 | 0 |  | 0 | 0 |  | 0 | 0 |  | 0 | 0 |  | 0 | 1 |  | 1
19 | 75908736 | 23 | 10 | GENTS SAFETY SHOES SIZE 6 | GENTS SAFETY SHOES SIZE 6 | NO. | 1 | 19 | 1 | 0 |  | 0 | 0 |  | 0 | 0 |  | 0 | 0 |  | 0 | 0 |  | 0 | 0 |  | 0 | 1 |  | 1
20 | 75908748 | 23 | 10 | LADIES SAFETY SHOES SIZE 7 | LADIES SAFETY SHOES SIZE 7 | NO. | 1 | 40 | 1 | 0 |  | 0 | 0 |  | 0 | 0 |  | 0 | 0 |  | 0 | 0 |  | 0 | 0 |  | 0 | 1 |  | 1
21 | 75908931 | 23 | 10 | GENTS SAFETY SHOES SIZE 7 | GENTS SAFETY SHOES SIZE 7 | NO. | 1 | 59 | 1 | 0 |  | 0 | 0 |  | 0 | 0 |  | 0 | 0 |  | 0 | 0 |  | 0 | 0 |  | 0 | 1 |  | 1
22 | 75908943 | 23 | 10 | GENTS SAFETY SHOES SIZE 8 | GENTS SAFETY SHOES SIZE 8 | NO. | 1 | 146 | 1 | 0 |  | 0 | 0 |  | 0 | 0 |  | 0 | 0 |  | 0 | 0 |  | 0 | 0 |  | 0 | 1 |  | 1
23 | 75908955 | 23 | 10 | GENTS SAFETY SHOES SIZE 9 | GENTS SAFETY SHOES SIZE 9 | NO. | 1 | 167 | 1 | 0 |  | 0 | 0 |  | 0 | 0 |  | 0 | 0 |  | 0 | 0 |  | 0 | 0 |  | 0 | 1 |  | 1
24 | 75908852 | 23 | 10 | GENTS SAFETY SHOES SIZE 10 | GENTS SAFETY SHOES SIZE 10 | NO. | 1 | 67 | 1 | 0 |  | 0 | 0 |  | 0 | 0 |  | 0 | 0 |  | 0 | 0 |  | 0 | 0 |  | 0 | 1 |  | 1
25 | 75908864 | 23 | 10 | GENTS SAFETY SHOES SIZE 11 | GENTS SAFETY SHOES SIZE 11 | NO. | 1 | 1 | 1 | 0 |  | 0 | 0 |  | 0 | 0 |  | 0 | 0 |  | 0 | 0 |  | 0 | 0 |  | 0 | 1 |  | 1
26 | 79510139 | 23 | 10 | SOCKS COTTON N BLUE | SOCKS COTTON N BLUE | NO. | 80 | 7 | 80 | 0 |  | 0 | 0 |  | 0 | 0 |  | 0 | 0 |  | 0 | 0 |  | 0 | 0 |  | 0 | 80 |  | 80
27 | 83047670 | 23 | 10 | PAPER COMPUTER- A4- 1 PLY | PAPER COMPU- A4, 1 PLY PAPER COMPUTER SIZE 12"L X 10"W (30.5 X 25.5 CMS),CONFORMING TO IS 12766/97, SINGLE PLY | BUNDLE | 50 | 49 | 50 | 0 |  | 0 | 0 |  | 0 | 0 |  | 0 | 0 |  | 0 | 0 |  | 0 | 0 |  | 0 | 50 |  | 50
28 | 83047839 | 23 | 10 | PAPER COMPUTER- A3- 2 PLY | PAPER COMPU- A3- 2 PLY | BUNDLE | 50 | 74 | 50 | 0 |  | 0 | 0 |  | 0 | 0 |  | 0 | 0 |  | 0 | 0 |  | 0 | 0 |  | 0 | 50 |  | 50
29 | 83047840 | 23 | 10 | PAPER COMPUTER- A3- 3 PLY | PAPER COMPUTER SIZE 12"L X 15"W (30.5 X 38.1 CMS), CONFORMING TO IS 12766/97, 3 PLY, 60 GSM, INTERLEAVED WITH CARBON SHEETS | BUNDLE | 50 | 0 | 50 | 0 |  | 0 | 0 |  | 0 | 0 |  | 0 | 0 |  | 0 | 0 |  | 0 | 0 |  | 0 | 50 |  | 50
30 | 83049400 | 23 | 10 | PAPER PHOTOCOPIER | PAPER PHOTOCOPIER HAVING 80 GSM +/- 3% OF SIZE 210X297MM(A4) | BUNDLE | 50 | 1022 | 50 | 0 |  | 0 | 0 |  | 0 | 0 |  | 0 | 0 |  | 0 | 0 |  | 0 | 0 |  | 0 | 50 |  | 50 | 2989 | 2666 | 3262 | 70
31 | 83055587 | 23 | 10 | BOOK RULED 1 QUIRE | BOOK RULED SIZE 20.5 CM WIDTH X 33 CMS LONG 1 QUIRE 65GSM PAPER | NO. | 50 | 183 | 50 | 0 |  | 0 | 0 |  | 0 | 0 |  | 0 | 0 |  | 0 | 0 |  | 0 | 0 |  | 0 | 50 |  | 50
32 | 83055575 | 23 | 10 | BOOK RULED 2 QUIRE | BOOK RULED SIZE 20.5 CM WIDTH X 33CMS LONG 2 QUIRE, 60GSM PAPER | NO. | 50 | 726 | 50 | 0 |  | 0 | 0 |  | 0 | 0 |  | 0 | 0 |  | 0 | 0 |  | 0 | 0 |  | 0 | 50 |  | 50
33 | 83055551 | 23 | 10 | BOOK RULED 4 QUIRE | BOOK RULED SIZE 20.5 CM WIDTH X 33CMS LONG 4 QUIRE, 65GSM PAPER | NO. | 50 | 599 | 50 | 0 |  | 0 | 0 |  | 0 | 0 |  | 0 | 0 |  | 0 | 0 |  | 0 | 0 |  | 0 | 50 |  | 50
34 | 83057262 | 23 | 10 | FILE COVERS CARD BOARD THIN | FILE COVERS CARD BD THIN | NO. | 50 | 6535 | 50 | 0 |  | 0 | 0 |  | 0 | 0 |  | 0 | 0 |  | 0 | 0 |  | 0 | 0 |  | 0 | 50 |  | 50
35 | 83057249 | 23 | 10 | FILE COVER CARD BOARD THICK | FILE COVER CARD BOARD THICK RWF-1 AS PER SPECIFICATION NO.RWF/GSD/LS/02 & ANNEXURE A & B ENCLOSED | NO. | 50 | 4152 | 50 | 0 |  | 0 | 0 |  | 0 | 0 |  | 0 | 0 |  | 0 | 0 |  | 0 | 0 |  | 0 | 50 |  | 50
36 | 83059891 | 23 | 10 | OFFICE ATTENDENCE REGISTERS | OFFICE ATTENDENCE REGISTERS GA-38/G49 (OLD) CONTAINING 48 SHEET AND WITH THICK BROWN WRAPPER | NO. | 50 | 124 | 50 | 0 |  | 0 | 0 |  | 0 | 0 |  | 0 | 0 |  | 0 | 0 |  | 0 | 0 |  | 0 | 50 |  | 50
37 | 92111002 | 25 | 10 | HSD DIESEL | HSD DIESEL | LTR | 20 | 0 | 20 | 0 |  | 0 | 0 |  | 0 | 0 |  | 0 | 0 |  | 0 | 0 |  | 0 | 0 |  | 0 | 20 |  | 20
38 | 85011022 | 24 | 10 | BALL BEARING 6205ZZ | BALL BEARING 6205ZZ | NO. | 20 | 80 | 20 | 0 |  | 0 | 20 |  | 20 | 0 |  | 0 | 0 |  | 0 | 0 |  | 0 | 0 |  | 0 | 0 |  | 0 | 50 | 50 | 80 | 0
39 | 64273027 | 24 | 10 | BALL BEARING 6204ZZ | BEARING SINGLE ROW DEEP GROOVE TO 6204ZZ | NO. | 40 | 113 | 0 | 0 |  | 0 | 0 |  | 0 | 0 |  | 0 | 0 |  | 0 | 0 |  | 0 | 0 |  | 0 | 0 |  | 0 | 35 | 50 | 10 | 0
40 | 85014813 | 24 | 10 | BALL BEARING NO.6308 | BALL BEARING NO.6308 | NO. | 10 | 45 | 0 | 0 |  | 0 | 0 |  | 0 | 0 |  | 0 | 0 |  | 0 | 0 |  | 0 | 0 |  | 0 | 0 |  | 0 | 14 | 28 | 18 | 0
41 | 84115180 | 24 | 70 | ASBESTOS CLOTH | ASBESTOS CLOTH 2MM THICK,1 MTR WIDTH WITH MINIMUM WEIGHT OF 1.25 KG PER METER LENGTH | KG. | 300 | 250 | 300 | 150 |  | 150 | 100 |  | 100 | 50 |  | 50 | 0 |  | 0 | 0 |  | 0 | 0 |  | 0 | 0 |  | 0
42 | 80090280 | 25 | 70 | TRANSFORMER OIL 200 OR 210 LITRS DRUMS | TRANSFORMER OIL 200 OR 210 LITRS DRUMS | LTR | 11000 | 8200 | 11000 | 11000 |  | 11000 | 0 |  | 0 | 0 |  | 0 | 0 |  | 0 | 0 |  | 0 | 0 |  | 0 | 0 |  | 0
43 | 47350015 | 24 | 70 | RE-CIRCULATION TRANSFORMER OIL PUMP | RE-CIRCULATION TRANSFORMER OIL PUMP 4BTF2 OR 1143T, 4.3HP/3.2KW | NO. | 2 | 3 | 2 | 2 |  | 2 | 0 |  | 0 | 0 |  | 0 | 0 |  | 0 | 0 |  | 0 | 0 |  | 0 | 0 |  | 0
44 | 47420509 | 24 | 70 | STATIC EARTHING DEVICE | STATIC EARTHING DEVICE ASSEMBLY FOR WORKING VOLTAGE 4 K.V. FOR 12.1, 13.5 mv A ARC FURNACE TRANSFORMER | NO. | 8 | 0 | 8 | 8 |  | 8 | 0 |  | 0 | 0 |  | 0 | 0 |  | 0 | 0 |  | 0 | 0 |  | 0 | 0 |  | 0
45 | 46120324 | 23 | 10 | COPPER BUS BAR FOR SPRUE WASH | COPPER BUS BAR AS PER THE DRAWING NO. WAP/EL/SK/376 R3 | NO. | 150 | 63 | 150 | 0 |  | 0 | 150 |  | 150 | 0 |  | 0 | 0 |  | 0 | 0 |  | 0 | 0 |  | 0 | 0 |  | 0 | 120 | 123 | 139 | 0
46 | 75034232 | 23 | 10 | HYDRAULIC HOSE | HYDRAULIC HOSE SAE 100R2 TO SIZE 1" ID, 6 METERS LONG WITH BOTH ENDS FEMALE SWIVEL CRIMPED STRAIGHT FITTING TO SIZE 1-5/16"-12 TPI UNF/ JIC 37 DEGREE | NO. | 8 | 9 | 8 | 0 |  | 0 | 8 |  | 8 | 0 |  | 0 | 0 |  | 0 | 0 |  | 0 | 0 |  | 0 | 0 |  | 0
47 | 75035893 | 23 | 10 | STEEL REINFORCED VINYL HOSE (PVC) GREY COLOUR - 10MM | STEEL WIRE REINFORCED VINYL (PVC)HOSE IN GREY COLOUR FOR ELECTRICAL WIRING "KI" TYPE ID OF 10 MM IN MINIMUM LENGTH OF 20MTRS | MTR. | 400 | 822 | 180 | 120 |  | 120 | 60 |  | 60 | 0 |  | 0 | 0 |  | 0 | 0 |  | 0 | 0 |  | 0 | 0 |  | 0
48 | 75035868 | 23 | 10 | STEEL REINFORCED VINYL HOSE (PVC) GREY COLOUR - 15MM | HOSE VINYL HOSE ( P V C ) STEEL WIRE REINFORCED ID OF 15mm IN MINIMUM LENGTH OF 20 MTRS. FOR ELECTRICAL WIRING. COLOUR GREY | MTR. | 500 | 1560 | 500 | 100 |  | 100 | 100 |  | 100 | 300 |  | 300 | 0 |  | 0 | 0 |  | 0 | 0 |  | 0 | 0 |  | 0
49 | 75035856 | 23 | 10 | STEEL REINFORCED VINYL HOSE (PVC) GREY COLOUR - 20MM | HOSE VINYL (PVC) STEEL WIRE REINFORCED ID OF 20mm IN MINIUM LENGTH OF 20 MTRS FOR ELECTRICAL WIRING. COLOUR GREY | MTR. | 300 | 920 | 300 | 40 |  | 40 | 120 |  | 120 | 140 |  | 140 | 0 |  | 0 | 0 |  | 0 | 0 |  | 0 | 0 |  | 0
50 | 75035900 | 23 | 10 | STEEL REINFORCED VINYL HOSE (PVC) GREY COLOUR - 25MM | STEEL REINFORCED VINYL HOSE (PVC) GREY COLOUR FOR ELECTRICAL WIRING K1 TYPE 1D OF 25MM | MTR. | 200 | 108 | 200 | 50 |  | 50 | 50 |  | 50 | 100 |  | 100 | 0 |  | 0 | 0 |  | 0 | 0 |  | 0 | 0 |  | 0
51 | 75035881 | 23 | 70 | STEEL REINFORCED VINYL HOSE (PVC) GREY COLOUR - 30MM | HOSE VINYAL (PVC) STEEL WIRE REINFORCED ID OF 30 mm IN MINIMUM LENGTH OF 20 MTRS. FOR ELECTRICAL WIRING.COLOUR GREY (SPELLING MISTAKE) | MTR. | 300 | 160 | 220 | 40 |  | 40 | 60 |  | 60 | 120 |  | 120 | 0 |  | 0 | 0 |  | 0 | 0 |  | 0 | 0 |  | 0
52 | 42130025 | 24 | 70 | . GERMAN HOSE 12MM AND OD 15MM .+/-1MM | POLYAMIDE CONDUIT MADE WITH PARALLEL GROVES, OIL PETROL, ACID AND SOLVENT RESISTANT, FLAME RETARDANT, SELF EXTINGUISHING FLEXIBLE WITH HIGH COMPRESSURE STRENGTH. SIMILAR TO SILVYN RILL PT NO. 61746950 OF LAPP MAKE. PIPE ID 12MM AND OD 15MM .+/-1MM. GERMAN HOSE | MTR. | 1200 | 490 | 1200 | 300 |  | 300 | 300 |  | 300 | 300 |  | 300 | 100 |  | 100 | 100 |  | 100 | 100 |  | 100 | 0 |  | 0
53 | 42130013 | 24 | 70 | . GERMAN HOSE GLAND12MM AND OD 15MM .+/-1MM | POLYAMIDE STRAIGHT PROTECTIVE CONDUIT SCREW COUPLING FOR QUICK AND SECURE ASSEMBLY. SIMILAR TO SILVYN KLICK PT NO. 61800880 OF LAPP MAKE. SUITABLE FOR FLEXIBLE CONDUIT OF OUTSIDE OD 15.8MM AND LOCK NUT FOR HOSE GLAND, SIMILAR TO PT.NO.53019020 SKINTOP GMP-GL PG11 OF LAPP MAKE | MTR. | 600 | 125 | 600 | 150 |  | 150 | 150 |  | 150 | 150 |  | 150 | 50 |  | 50 | 50 |  | 50 | 50 |  | 50 | 0 |  | 0
54 | 42013847 | 24 | 10 | INDUSTRIAL POWER PLUGS INCLINED HANDLE 5 PIN(3P+N+E) | INDUSTRIAL POWER PLUGS INCLINED HANDLE 5 PIN(3P+N+E) RATED FOR 30 AMPS AT 415 VOLTS 50HZ AC SPRING LOADED SILVER TIPPED BOLT TYPE CONTACTS 3/4" CONDUITS ENTRY,6SQ MM | NO. | 90 | 50 | 90 | 20 |  | 20 | 0 |  | 0 | 25 |  | 25 | 15 |  | 15 | 15 |  | 15 | 15 |  | 15 | 0 |  | 0
55 | 42013859 | 24 | 10 | PANEL MOUNTING SOCKET 5 PIN (3P+N+E) RATED FOR 30 AMPS | PANEL MOUNTING SOCKET 5 PIN (3P+N+E) RATED FOR 30 AMPS 415 VOLTS 50 HZ | NO. | 20 | 9 | 20 | 10 |  | 10 | 0 |  | 0 | 10 |  | 10 | 0 |  | 0 | 0 |  | 0 | 0 |  | 0 | 0 |  | 0
56 | 42350013 | 24 | 70 | SET OF PLUG & SOCKET 24PIN | SET OF PLUG & SOCKET 24PIN RATED FOR 16A, FOR PANEL MOUNTING IE., BOTTOM OPEN, SUITABLE FOR PG 21 GLAND | SET | 25 | 15 | 24 | 0 |  | 0 | 20 |  | 20 | 4 |  | 4 | 0 |  | 0 | 0 |  | 0 | 0 |  | 0 | 0 |  | 0
57 | 47983516 | 23 | 10 | RUBBER MOULDED FEMALE SOCKET & MALE PLUG | RUBBER MOULDED FEMALE SOCKET & MALE PLUG AS PER DRG.NO.WAP/EL/SK/897 COPPER CABLE USED SHALL BE BUTYL RUBBER INSULATED FLEXIBLE MULTI STRANDED TINNED CONDUCTORS OF SIZE 70SQMM OF 1.1KV GRADE | SET | 16 | 8 | 16 | 16 |  | 16 | 0 |  | 0 | 0 |  | 0 | 0 |  | 0 | 0 |  | 0 | 0 |  | 0 | 0 |  | 0 | 36 | 25 | 36 | 0
58 | 75030810 | 24 | 70 | BUMPER FOR CLAMPING HOSE OF WATER COOLED CABLE OF FURNACE | BUMPER(NATURAL & SYNTHETIC)PROTECTIVE OF SINGLE CLAMP SUITABLE FOR CLAMPING 145MM OD HOSE OF WATER COOLED TYPE FURNACE | NO. | 500 | 2 | 300 | 300 |  | 300 | 0 |  | 0 | 0 |  | 0 | 0 |  | 0 | 0 |  | 0 | 0 |  | 0 | 0 |  | 0
59 | 74200010 | 24 | 70 | NON-MAGNETIC STAINLESS STEEL BAND FOR CLAMPING BUMPERS ON HOSE | NON-MAGNETIC STAINLESS STEEL BAND OF GRADE AISI 304 FOR 16MM WIDTH X 0.8MM THICK FOR CLAMPING BUMPERS ON HOSE | KG. | 30 | 0 | 15 | 15 |  | 15 | 0 |  | 0 | 0 |  | 0 | 0 |  | 0 | 0 |  | 0 | 0 |  | 0 | 0 |  | 0
60 | 73090013 | 24 | 70 | NON MAGNETIC STAINLESS STEEL BOLT AND NUT SET 12MMX75MM | NON MAGNETIC STAINLESS STEEL BOLT AND NUT SET 12MMX75MM LENGTH, FULLY THREADED, WITH 2 PLAIN WASHERS OF THICKNESS NOT LESS THAN 1.5MM, ONE SPRING WASHER OF SIZE 2.5MM, CHUCK NUT AND NUT | NO. | 200 | 0 | 100 | 100 |  | 100 | 0 |  | 0 | 0 |  | 0 | 0 |  | 0 | 0 |  | 0 | 0 |  | 0 | 0 |  | 0
61 | 73090037 | 24 | 70 | NON MAGNETIC STAINLESS STEEL BOLT AND NUT SET M12X100MM | NON MAGNETIC STAINLESS STEEL BOLT AND NUT SET M12X100MM LENGTH,FULLY THREADED WITH 2 PLAIN WASHERS OF THICKNESS NOT LESS THAN 1.5MM,ONE SPRING WASHER OF SIZE 2.5MM, CHUCK NUT AND NUT | NO. | 200 | 0 | 100 | 100 |  | 100 | 0 |  | 0 | 0 |  | 0 | 0 |  | 0 | 0 |  | 0 | 0 |  | 0 | 0 |  | 0
62 | 73090050 | 24 | 70 | NON MAGNETIC STAINLESS STEEL BOLT AND NUT SET 14MMX75MM LENGTH | NON MAGNETIC STAINLESS STEEL BOLT AND NUT SET 14MMX75MM LENGTH,FULLY THREADED WITH 2 PLAIN WASHERS OF THICKNESS NOT LESS THAN 1.5MM,ONE SPRING WASHER OF SIZE 2.5MM, CHUCK NUT AND NUT | NO. | 200 | 0 | 100 | 100 |  | 100 | 0 |  | 0 | 0 |  | 0 | 0 |  | 0 | 0 |  | 0 | 0 |  | 0 | 0 |  | 0
63 | 73090025 | 24 | 70 | NON MAGNETIC STAINLESS STEEL BOLT AND NUT M16 X 75MM | NON MAGNETIC STAINLESS STEEL BOLT AND NUT M16 X 75MM LENGTH,FULLY THREADED WITH 2PLAIN WASHERS OF THICKNESS NOT LESS THAN 1.5MM,ONE SPRING WASHER OF SIZE 2.5MM, ONE NUT AND CHUCK NUT | NO. | 200 | 0 | 100 | 100 |  | 100 | 0 |  | 0 | 0 |  | 0 | 0 |  | 0 | 0 |  | 0 | 0 |  | 0 | 0 |  | 0
64 | 73060010 | 23 | 10 | NON MAGNETIC STAINLESS STEEL BOLT AND NUT SET 16MMX120MM | BOLT AND NUT NON MAGNETIC STAINLESS STEEL OF SIZE 16MM DIA AND LENGTH 120MM THREADED FOR A LENGTH OF 90MM WITH ONE SPRING WASHER TWO PLAIN WASHER OF MINIMUM THICKNESS OF 1.5 MM EACH AND CHECK NUT | NO. | 500 | 222 | 500 | 500 |  | 500 | 0 |  | 0 | 0 |  | 0 | 0 |  | 0 | 0 |  | 0 | 0 |  | 0 | 0 |  | 0
65 | 72010319 | 23 | 10 | HIGH SPEED STEEL HACKSAW BLADES | HIGH SPEED STEEL HACKSAW BLADES(HAND)SIZE 300 X 12.5 X 0.63 MM(12" X 1/2" X 0.02") | NO. | 60 | 85 | 60 | 15 |  | 15 | 15 |  | 15 | 15 |  | 15 | 5 |  | 5 | 5 |  | 5 | 5 |  | 5 | 0 |  | 0
66 | 68521911 | 24 | 70 | LEAD ACID STORAGE BATTERIES ,6 CELLS, RATED CAPACITY 12 VOLTS, 120/130AH | LEAD ACID STORAGE BATTERIES FOR INDUSTRIAL/MOTOR VEHICLES, 6 CELLS, RATED CAPACITY 12 VOLTS, 120/130AH | NO. | 9 | 2 | 9 | 9 |  | 9 | 0 |  | 0 | 0 |  | 0 | 0 |  | 0 | 0 |  | 0 | 0 |  | 0 | 0 |  | 0
67 | 47420674 | 24 | 70 | ROOF MOUNTED HEAT EXCHANGER | ROOF MOUNTED HEAT EXCHANGER AS PER DRG NO RWF/EL/SK/WSC A3-2012-028 AIR VOLUME(INTERNAL CKT& OUTER CKT): 965 CUBIC METRE/H; COOLING SURFACE: 4.4 SQ METER | NO. | 2 | 0 | 2 | 2 |  | 2 | 0 |  | 0 | 0 |  | 0 | 0 |  | 0 | 0 |  | 0 | 0 |  | 0 | 0 |  | 0 | 0 | 2 | 0 | 0
68 | 43229943 | 24 | 70 | PANEL MOUNTING COOLER UNIT | PANEL MOUNTING COOLER UNIT, OUTPUT COOLING CAPACITY: NOT LESS THAN 2000W, MOUNTING DIMENSIONS: (450 X 1000 X 300 )MM +/- 10 % | NO. | 18 | 9 | 18 | 4 |  | 4 | 8 |  | 8 | 6 |  | 6 | 0 |  | 0 | 0 |  | 0 | 0 |  | 0 | 0 |  | 0
69 | 43900318 | 24 | 70 | STORAGE TYPE VERTICAL, AUTOMATIC ELECTRIC WATER HEATER | STORAGE TYPE VERTICAL, AUTOMATIC ELECTRIC WATER HEATER WALL MOUNTING TYPE OF CAPACITY 100 LTS.3KW, WITH ADJUSTABLE THERMOSTAT AND LIGHT INDICATION FOR ON CONDITION. SUITABLE TO WORK ON 230V AC VOLTAGE | NO. | 2 | 0 | 2 | 0 |  | 0 | 2 |  | 2 | 0 |  | 0 | 0 |  | 0 | 0 |  | 0 | 0 |  | 0 | 0 |  | 0 | 2 | 2 | 2 | 0
70 | 43900010 | 23 | 10 | HEATER CARTRIDGE 600WATT FOR DOME BAKING | HEATER CARTRIDGE 600WATT HEATER CATRIDGE AS PER SPECIFICATION NO:WAP/EL/SPECEN/WS1005 DT 23/07/2002 | NO. | 300 | 75 | 125 | 0 |  | 0 | 110 |  | 110 | 0 |  | 0 | 0 |  | 0 | 0 |  | 0 | 15 |  | 15 | 0 |  | 0
71 | 43010076 | 23 | 10 | HEATER CARTRIDGES 1500W FOR CORE BAKING | HEATER CARTRIDGES 1500W AS PER SPECIFICATION NO.WAP/EL/SPECEN/WS1006 DT.27/07/2002 | NO. | 400 | 193 | 230 | 0 |  | 0 | 200 |  | 200 | 0 |  | 0 | 0 |  | 0 | 0 |  | 0 | 30 |  | 30 | 0 |  | 0
72 | 42160029 | 24 | 70 | SHORT WAVE INFRA RED HEATER | SHORT WAVE INFRA RED HEATER, AS PER DRG NO RWF/EL/WSC/2010-012 | NO. | 8 | 19 | 8 | 0 |  | 0 | 8 |  | 8 | 0 |  | 0 | 0 |  | 0 | 0 |  | 0 | 0 |  | 0 | 0 |  | 0
73 | 47420649 | 24 | 70 | GLOBE TYPE ON/OFF VALVE | GLOBE TYPE ON/OFF VALVE FOR AIR SERVICE MODEL 100 SERIES OR EQUIVALENT WITH 110V, 50HZ AC OPERATED SOLENOID VALVE. THE VALVE SHALL BE OF AIR TO OPEN AND SPRING TO CLOSE TYPE. MAKE: M/S FORBES MARSHALL ARCA,ABB,FLOWSERVE | NO. | 2 | 1 | 2 | 0 |  | 0 | 2 |  | 2 | 0 |  | 0 | 0 |  | 0 | 0 |  | 0 | 0 |  | 0 | 0 |  | 0
74 | 47420467 | 24 | 70 | GLOBE TYPE CONTROL VALVE | GLOBE TYPE CONTROL VALVE.CONTROL VALVE UNIT AS PER FOLLOWING SPECIFICATION: INLET PRESSURE:45PSI,WORKING TEMP. 40-100 DEGREE C, SERVICE MEDIA: COMPRESSED AIR, SIZE OF THE VALVE:3" | NO. | 2 | 0 | 2 | 0 |  | 0 | 2 |  | 2 | 0 |  | 0 | 0 |  | 0 | 0 |  | 0 | 0 |  | 0 | 0 |  | 0 | 2 | 0 | 2 | 0
75 | 43290073 | 24 | 70 | GUAGE PRESSURE TRANSMITTER INPUT SUPPLY MAX: 45 VDC,OUT PUT 4-20MA FOR POURING | GUAGE PRESSURE TRANSMITTER INPUT SUPPLY MAX: 45 VDC,OUT PUT 4-20MA, MAX WP:7KG/CMSQ, CALIBRATION 0 TO 40 PSI. SIMILAR TO MODEL NO.1151GP6E12B1DFM4 OF ROSEMOUNT MAKE | NO. | 2 | 1 | 2 | 0 |  | 0 | 2 |  | 2 | 0 |  | 0 | 0 |  | 0 | 0 |  | 0 | 0 |  | 0 | 0 |  | 0
76 | 47420145 | 24 | 70 | ELECTRO PNEUMATIC TRANSDUCERS | ELECTRO PNEUMATIC TRANSDUCERS OF INPUT 4-20MA;OUTPUT 3 TO 15 PSI. MODEL NO.7716 OF MOORE MAKE OR EQUIVALENT | NO. | 2 | 1 | 0 | 0 |  | 0 | 0 |  | 0 | 0 |  | 0 | 0 |  | 0 | 0 |  | 0 | 0 |  | 0 | 0 |  | 0 | 0 | 1 | 0 | 0
77 | 43050013 | 23 | 70 | NON CONTACT TYPE DIGITAL PYROMETER | NON CONTACT TYPE DIGITAL PYROMETER, SUITABLE FOR TEMPERATURE RANGE UPTO 700DEG C. POWER SUPPLY 10- 30VDC WITH LINEAR ANALOG O/P OF 4-20MA, SUITABLE FOR MEASURING DISTANCE OF MIN. 1MTR, WITH EXTENSION CABLE OF MIN.15MTRS | NO. | 6 | 0 | 6 | 0 |  | 0 | 6 |  | 6 | 0 |  | 0 | 0 |  | 0 | 0 |  | 0 | 0 |  | 0 | 0 |  | 0
78 | 43830134 | 24 | 70 | MICROPROCESSOR BASED REMOTE TEMPERATURE DISPLAY,SIZE 410X165X60MM | MICROPROCESSOR BASED REMOTE TEMPERATURE DISPLAY,OPERATING VOLTAGE 230V OR 110 AC, INPUT 4-20MA WITH CALIBRATION FACILITY, TO MEASURE TEMPERATURE UPTO 600DEGC. NO. OF DIGITS SHALL BE 3 1/2 WITH LED DISPLAY OF 4",7SEGMENT SUITABLE FOR PANEL/WALL MOUNTING TYPE OF SIZE 410X165X60MM | NO. | 4 | 5 | 4 | 0 |  | 0 | 4 |  | 4 | 0 |  | 0 | 0 |  | 0 | 0 |  | 0 | 0 |  | 0 | 0 |  | 0
79 | 47240945 | 24 | 70 | 4" DIGITAL TEMPERATURE DISPLAY, 440x175x70mm (WxHxD) | 4" DIGITAL TEMPERATURE DISPLAY, 440x175x70mm (WxHxD) | NO. | 5 | 5 | 0 | 0 |  | 0 | 0 |  | 0 | 0 |  | 0 | 0 |  | 0 | 0 |  | 0 | 0 |  | 0 | 0 |  | 0 | 1 | 5 | 3 | 0
80 | 47241652 | 24 | 70 | DIGITAL AMMETER SINGLE PHASE, UNIVERSAL AUXILIARY SUPPLY-80 TO 300VAC/DC, OF SIZE 96X96SQMM | DIGITAL AMMETER SINGLE PHASE,CLASS1.0,PANEL FLUSH MOUNTED,BRIGHT 4 DIGIT 14MM LED DISPLAY,PUSH BUTTON BASED SITE PROGRAMMING OF CT RATIO,UNIVERSAL AUXILIARY SUPPLY-80 TO 300VAC/DC, OF SIZE 96X96SQMM | NO. | 6 | 5 | 6 | 2 |  | 2 | 2 |  | 2 | 2 |  | 2 | 0 |  | 0 | 0 |  | 0 | 0 |  | 0 | 0 |  | 0
81 | 43080005 | 23 | 10 | "N" TYPE DUPLEX THERMOCOUPLE FOR LPH | "N" TYPE THERMOCOUPLE,DUPLEX ELEMENT,MINERAL INSULATED,THE ELEMENT DIMENSION SHALL BE NOT LESS THAN 1MM. IN 600MM LONG TUBE OF DIA 19MM COMPLETE WITH ADJUSTABLE FLANGE AND CAST ALUMINIUM HEAD WITH JUNCTION BOX | NO. | 24 | 24 | 24 | 12 |  | 12 | 12 |  | 12 | 0 |  | 0 | 0 |  | 0 | 0 |  | 0 | 0 |  | 0 | 0 |  | 0
82 | 43020021 | 21 | 70 | "N" TYPE DUPLEX THERMOCOUPLE FOR NF | N' TYPE THERMOCOUPLE DUPLEX MINERAL INSULATED FOR WORKING TEMPERATURE OF 1200 DEG.CONTINOUS. HOT JUNCTION UNGROUNDED THE LENGTH OF THE THEMOCOUPLE 650 MM | NO. | 40 | 45 | 30 | 0 |  | 0 | 0 |  | 0 | 30 |  | 30 | 0 |  | 0 | 0 |  | 0 | 0 |  | 0 | 0 |  | 0
83 | 43900320 | 23 | 10 | "J" TYPE SIMPLEX THERMOCOUPLE | J TYPE THERMOCOUPLE SIMPLEX MINERAL INSULATED FOR WORKING TEMPERATURE OF 500 DEG C,UNGROUNDED AS PER DRAWING NO:RWF/EL/WSC/TC/A4-2008 008 R.1 | NO. | 240 | 167 | 195 | 0 |  | 0 | 180 |  | 180 | 15 |  | 15 | 0 |  | 0 | 0 |  | 0 | 0 |  | 0 | 0 |  | 0
84 | 43010507 | 24 | 70 | "J" TYPE DUPLEX THERMOCOUPLE | " J TYPE THERMOCOUPLE DUPLEX MINERAL INSULATED FOR WORKING TEMPERATURE OF 600 DEG CONTINUOUS.HOT JUCTION UNGROUNDED.THE LENGTH OF THE THERMOCOUPLE 1000MM WITH ADJUSTABLE FLANGE | NO. | 10 | 1 | 0 | 0 |  | 0 | 0 |  | 0 | 0 |  | 0 | 0 |  | 0 | 0 |  | 0 | 0 |  | 0 | 0 |  | 0 | 10 | 10 | 20 | 0
85 | 47420662 | 24 | 70 | BRASS END TERMINALS FOR MPO HEATERS | BRASS END TERMINALS FOR MPO HEATERS AS PER DRAWING NO.WAP/EL/SK/744 | NO. | 1000 | 1000 | 100 | 0 |  | 0 | 100 |  | 100 | 0 |  | 0 | 0 |  | 0 | 0 |  | 0 | 0 |  | 0 | 0 |  | 0
86 | 47420157 | 24 | 10 | COPPER PIN TYPE TUBULAR LUGS FOR COPPER CONDUCTORS SIZE 16 SQ.MM | COPPER PIN TYPE ELECTRO TINNED TERMINAL ENDS FOR SOLDERLESS CRIMPING TO COPPER CONDUCTORS 16SQMM | NO. | 4500 | 8500 | 600 | 100 |  | 100 | 500 |  | 500 | 0 |  | 0 | 0 |  | 0 | 0 |  | 0 | 0 |  | 0 | 0 |  | 0
87 | 47420534 | 24 | 70 | COPPER TUBULAR LUGS FOR COPPER CONDUCTORS SIZE 35 SQ.MM | COPPER TUBULAR ELECTRO TINNED END TERMINALS FOR SOLDERLESS CRIMPING TO COPPER CONDUCTORS SIZE 35SQ.MM | NO. | 200 | 90 | 200 | 100 |  | 100 | 100 |  | 100 | 0 |  | 0 | 0 |  | 0 | 0 |  | 0 | 0 |  | 0 | 0 |  | 0
88 | 43010120 | 23 | 10 | COPPER TUBULAR LUGS FOR COPPER CONDUCTORS SIZE 50 SQ.MM | COPPER TUBULAR ELECTRO TINNED TERMINALS ENDS FOR SOLDERLESS CRIMPING TO COPPER CONDUCTORS SIZE 50 SQMM | NO. | 750 | 1083 | 400 | 200 |  | 200 | 200 |  | 200 | 0 |  | 0 | 0 |  | 0 | 0 |  | 0 | 0 |  | 0 | 0 |  | 0
89 | 47420595 | 24 | 10 | COPPER TUBULAR LUGS FOR COPPER CONDUCTORS SIZE 70 SQ.MM | COPPER TUBULAR ELECTRO TINNED TERMINAL ENDS FOR SOLDERLESS CRIMPINNG TO COPPER CONDUCTORS SIZE 70 SQ.MM | NO. | 250 | 342 | 250 | 75 |  | 75 | 75 |  | 75 | 25 |  | 25 | 25 |  | 25 | 25 |  | 25 | 25 |  | 25 | 0 |  | 0
90 | 43290048 | 24 | 70 | COPPER TUBULAR LUGS FOR COPPER CONDUCTORS SIZE 120 SQ.MM | COPPER TUBULAR ELECTRO TINNED TERMINAL ENDS FOR SOLDERLESS CRIMPING TO COPPER CONDUCTORS SIZE 120 SQ.MM | NO. | 50 | 50 | 50 | 50 |  | 50 | 0 |  | 0 | 0 |  | 0 | 0 |  | 0 | 0 |  | 0 | 0 |  | 0 | 0 |  | 0
91 | 47420182 | 24 | 10 | MICANITE TUBES | MICANITE TUBES 5/8" (15.8MM) O.D. X 1/2" (12.5MM) I.D. OF 80 MM LENGTHS | NO. | 600 | 830 | 600 | 0 |  | 0 | 600 |  | 600 | 0 |  | 0 | 0 |  | 0 | 0 |  | 0 | 0 |  | 0 | 0 |  | 0
92 | 47420169 | 24 | 70 | FABRICATED M.S. TROLLEY BRACKET FOR EOT CRANES | FABRICATED M.S. TROLLEY BRACKET COMPLETE WITH SEALED BEARINGS COMPLETE SET AS PER DRAWING NO. WAP/EL/368 ( ONE SET CONSISTING OF 4 BRACKETS AND 4 BEARINGS) | NO. | 40 | 14 | 40 | 40 |  | 40 | 0 |  | 0 | 0 |  | 0 | 0 |  | 0 | 0 |  | 0 | 0 |  | 0 | 0 |  | 0
93 | 47420443 | 24 | 70 | GRAVITY TYPE CURRENT COLLECTOR FOR EOT CRANE | GRAVITY TYPE CURRENT COLLECTOR AS PER DRAWING NO: WAP/EL/SK/588 | NO. | 24 | 10 | 16 | 16 |  | 16 | 0 |  | 0 | 0 |  | 0 | 0 |  | 0 | 0 |  | 0 | 0 |  | 0 | 0 |  | 0
94 | 47120010 | 24 | 70 | SET OF CURRENT COLLECTOR FOR MONO RAILS | SET OF CURRENT COLLECTOR CONSISTING OF 1NUMBER COLLECTOR PT NO.1-18150-000 AND 1NUMBER COLLECTOR SHOES PT NO.1-18151 SUITABLE FOR CLEVELAND SAFPOWRBAR | SET | 16 | 0 | 16 | 0 |  | 0 | 8 |  | 8 | 8 |  | 8 | 0 |  | 0 | 0 |  | 0 | 0 |  | 0 | 0 |  | 0
95 | 47380081 | 24 | 10 | MOULD PRE HEAT HEATING ELEMENT | HEATING ELEMENT MOULD PRE HEAT HEATING ELEMENT OF 2.9KW AT 110V | NO. | 600 | 939 | 600 | 0 |  | 0 | 600 |  | 600 | 0 |  | 0 | 0 |  | 0 | 0 |  | 0 | 0 |  | 0 | 0 |  | 0
96 | 47380068 | 24 | 70 | MOULD HOLDING OVEN HEATING ELEMENT | MOULD HOLDING OVEN HEATING ELEMENT AS PER OUR DRG NO. WAP/EL /SK /848 R2 | NO. | 100 | 132 | 100 | 0 |  | 0 | 100 |  | 100 | 0 |  | 0 | 0 |  | 0 | 0 |  | 0 | 0 |  | 0 | 0 |  | 0
97 | 47380070 | 24 | 70 | TUBE PRE HEAT HEATING ELEMENT | HEATING ELEMENT FOR TUBE PRE-HEAT OVEN AS PER DRAWING NO.WAP/EL/SK 435 R5 | NO. | 18 | 5 | 18 | 0 |  | 0 | 18 |  | 18 | 0 |  | 0 | 0 |  | 0 | 0 |  | 0 | 0 |  | 0 | 0 |  | 0
98 | 47380056 | 24 | 70 | TUBE HOLDING OVEN HEATING ELEMENT | HEATING ELEMENT FOR TUBE HOLDING OVEN. AS PER DRAWING NO.WAP/EL/SK-759 R2 | NO. | 24 | 22 | 24 | 0 |  | 0 | 24 |  | 24 | 0 |  | 0 | 0 |  | 0 | 0 |  | 0 | 0 |  | 0 | 0 |  | 0 | 23 | 18 | 10 | 0
99 | 42027913 | 24 | 70 | POWER CONTACTOR, MECHANICALLY INTERLOCKED FORWARD REVERSE, 16A, 24 AC | FORWARD & REVERSE POWER CONTACTOR SET 16 AMPS MECHANICALLY INTERLOCKED 3 POLE AC POWER CONTACTOR RATED FOR 16 AMPS | SET | 80 | 15 | 80 | 15 |  | 15 | 25 |  | 25 | 30 |  | 30 | 0 |  | 0 | 0 |  | 0 | 10 |  | 10 | 0 |  | 0
100 | 45219138 | 24 | 70 | POWER CONTACTOR, 16A, 110V AC | POWER CONACTOR 16A 3 POLE, 3PH, 415V, AC, AC-3 DUTY COIL OPERATING VOLTAGE 110V AC 50Hz | NO. | 60 | 56 | 60 | 15 |  | 15 | 15 |  | 15 | 15 |  | 15 | 5 |  | 5 | 5 |  | 5 | 5 |  | 5 | 0 |  | 0
101 | 42029417 | 23 | 70 | POWER CONTACTOR, 16A, 230V AC | POWER CONTACTOR 3POLE 16A,AC3 DUTY,415V,50HZ.AUXILIARY CONTACT 2NO+2NC RATED FOR 4A AT AC15 DUTY. THE OPERATING COIL VOLTAGE 230V,50HZ AC | NO. | 35 | 0 | 35 | 10 |  | 10 | 10 |  | 10 | 0 |  | 0 | 5 |  | 5 | 5 |  | 5 | 5 |  | 5 | 0 |  | 0
102 | 47241366 | 24 | 70 | POWER CONTACTOR, 16A, 440V AC | POWER CONTACTOR COMPACT TYPE WITH SIDE COIL CONNECTION, 16A 3PHP 3 POLE, 440V AC | NO. | 25 | 12 | 10 | 10 |  | 10 | 0 |  | 0 | 0 |  | 0 | 0 |  | 0 | 0 |  | 0 | 0 |  | 0 | 0 |  | 0
103 | 45219126 | 24 | 70 | POWER CONTACTOR, MECHANICALLY INTERLOCKED FORWARD REVERSE, 25A, 110V AC | MECHANICAL INTERLOCKED F/R POWER CONTACTORS RATED FOR 25 A AT AC3 DUTY WITH 3 MAIN POWER CONTACTS AND TWO NO PLUS NC AUXILARY CONTACTS IN EACH CONTACTOR. COIL OPERATING VOLTAGE 110 50 HZ | NO. | 40 | 20 | 39 | 8 |  | 8 | 8 |  | 8 | 8 |  | 8 | 5 |  | 5 | 5 |  | 5 | 5 |  | 5 | 0 |  | 0 | 20 | 20 | 109 | 0
104 | 45219072 | 23 | 10 | POWER CONTACTOR, 25A, 230V AC | POWER CONTACTOR 3POLE RATED FOR 25A AT 415VOLTS AC 3 DUTY,OPERATING COIL VOLTAGE 230V AC 50HZ | NO. | 30 | 21 | 30 | 30 |  | 30 | 0 |  | 0 | 0 |  | 0 | 0 |  | 0 | 0 |  | 0 | 0 |  | 0 | 0 |  | 0
105 | 45219114 | 24 | 70 | POWER CONTACTOR, 63A, 110V AC | POWER CONTACTOR 63A, 3POLE, 3PH 415V AC, AC-3 DUTY, COIL OPERATING VOLTAGE 110V AC 50HZ WITH 2NO+2NC | NO. | 20 | 5 | 18 | 3 |  | 3 | 3 |  | 3 | 3 |  | 3 | 3 |  | 3 | 3 |  | 3 | 3 |  | 3 | 0 |  | 0
106 | 42022289 | 24 | 70 | POWER CONTACTOR, MECHANICALLY INTERLOCKED FORWARD REVERSE, 63A, 110V AC | POWER CONTACTOR F/R MECHANICALLY INTERLOCKED,3 POLE CONTACTOR RATED FOR 63A AT 415V AC. OPERATING COIL VOLTAGE 110V,50HZ AC | SET | 16 | 24 | 16 | 8 |  | 8 | 2 |  | 2 | 2 |  | 2 | 2 |  | 2 | 2 |  | 2 | 0 |  | 0 | 0 |  | 0 | 12 | 16 | 22 | 0
107 | 45219084 | 24 | 70 | POWER CONTACTOR, 63A, 230V AC | POWER CONTACTOR 63A,415V,AC3 DUTY WITH 2NO + 2NC AUX. CONTACTS AND 230V 50 HZ A.C. OPERATING COIL | NO. | 6 | 2 | 4 | 4 |  | 4 | 0 |  | 0 | 0 |  | 0 | 0 |  | 0 | 0 |  | 0 | 0 |  | 0 | 0 |  | 0 | 0 | 6 | 4 | 0
108 | 42026945 | 23 | 10 | POWER CONTACTOR, 63A, 230V AC | CONTACTOR L & T MAKE OR EQUIVALENT 63A, 415V, 3PH ML-4 COIL OPERATING VOLTAGE 230-260V A.C. 50 HZ | NO. | 4 | 2 | 0 | 0 |  | 0 | 0 |  | 0 | 0 |  | 0 | 0 |  | 0 | 0 |  | 0 | 0 |  | 0 | 0 |  | 0
109 | 42027100 | 24 | 70 | POWER CONTACTOR, 80A, 110V AC | AIR BREAK CONTACTOR, 110V AC, 80AMPS | NO. | 6 | 0 | 6 | 0 |  | 0 | 2 |  | 2 | 4 |  | 4 | 0 |  | 0 | 0 |  | 0 | 0 |  | 0 | 0 |  | 0
110 | 43900112 | 24 | 70 | POWER CONTACTOR, 100A, 110V AC | POWER CONTACTOR 3-POLE,100AMPS,415V,50HZ,AT AC3 DUTY.THE OPERATING COIL VOLTAGE 110V AC 50HZ | NO. | 30 | 51 | 26 | 4 |  | 4 | 12 |  | 12 | 10 |  | 10 | 0 |  | 0 | 0 |  | 0 | 0 |  | 0 | 0 |  | 0
111 | 42901042 | 24 | 70 | POWER CONTACTOR, 170A, 110V AC | POWER CONTACTOR 170A, 3POLE ,3PHASE,415V AC AC3 DUTY , COIL OPERATING VOLTAGE 110V AC WITH 2NO+2NC AUX. CONTACTS | NO. | 6 | 1 | 6 | 0 |  | 0 | 0 |  | 0 | 6 |  | 6 | 0 |  | 0 | 0 |  | 0 | 0 |  | 0 | 0 |  | 0 | 0 | 7 | 4 | 0
112 | 46210039 | 24 | 70 | POWER CONTACTOR, 185A, 110V AC | POWER CONTACTOR,3-POLE,185 AMPS,415V,50HZ,AT AC3 DUTY.THE OPERATING COIL VOLTAGE 110V AC 50HZ | NO. | 24 | 16 | 24 | 2 |  | 2 | 20 |  | 20 | 2 |  | 2 | 0 |  | 0 | 0 |  | 0 | 0 |  | 0 | 0 |  | 0
113 | 45219151 | 23 | 10 | POWER CONTACTOR, MECHANICALLY INTERLOCKED FORWARD REVERSE, 185A, 240V AC | MECHANICALLY INTERLOCKED FORWARD REVERSE, 3POLE POWER CONTACTOR 185A RATED, OPERATING COIL VOLTAGE 240V AC | SET | 13 | 6 | 10 | 10 |  | 10 | 0 |  | 0 | 0 |  | 0 | 0 |  | 0 | 0 |  | 0 | 0 |  | 0 | 0 |  | 0
114 | 46150055 | 24 | 70 | POWER CONTACTOR, 200A, 24V AC | AIR BREAK CONTACTOR, 24V AC, 200AMPS | NO. | 8 | 0 | 0 | 0 |  | 0 | 0 |  | 0 | 0 |  | 0 | 0 |  | 0 | 0 |  | 0 | 0 |  | 0 | 0 |  | 0 | 0 | 6 | 0 | 0
115 | 46150043 | 24 | 70 | POWER CONTACTOR, 200A, 110V AC | POWER CONTACTOR 3POLE, RATED FOR 200A, AC3 DUTY AT 415V, 50HZ AC WITH 2NO+2NC AUXILIARY CONTACTS RATED FOR 4A IN EACH CONTACTOR. THE OPERATING COIL VOLTAGE 110V, 50HZ AC | NO. | 8 | 8 | 8 | 0 |  | 0 | 4 |  | 4 | 4 |  | 4 | 0 |  | 0 | 0 |  | 0 | 0 |  | 0 | 0 |  | 0
116 | 42901029 | 24 | 70 | POWER CONTACTOR, 200A, 120V DC | DC CONTACTOR NO. OF POLES:3,(2NO+1NC).CURRENT RATING:200A,COILOPERATING VOLTAGE:220V DC | NO. | 2 | 2 | 2 | 2 |  | 2 | 0 |  | 0 | 0 |  | 0 | 0 |  | 0 | 0 |  | 0 | 0 |  | 0 | 0 |  | 0
117 | 45219140 | 24 | 70 | POWER CONTACTOR, MECHANICALLY INTERLOCKED FORWARD REVERSE, 260A, 240V AC | AIR BREAK FORWARD & REVERSE MECHANICALLY INTERLOCKED CONTACTOR SET, 230V AC, 260AMPS | SET | 4 | 0 | 2 | 2 |  | 2 | 0 |  | 0 | 0 |  | 0 | 0 |  | 0 | 0 |  | 0 | 0 |  | 0 | 0 |  | 0 | 0 | 2 | 2 | 0
118 | 43100065 | 24 | 70 | POWER CONTACTOR, 300A, 230V AC | AIR BRAKE POWER CONTACTOR 3 POLE AC3 DULY RATED FOR 300 AMPS AT 415V 50 HZ AC THE OPERATING COIL VOLTAGE 230 V 50 HZ AC SIMLAR TO PAK225US | NO. | 2 | 0 | 0 | 0 |  | 0 | 0 |  | 0 | 0 |  | 0 | 0 |  | 0 | 0 |  | 0 | 0 |  | 0 | 0 |  | 0 | 0 | 2 | 2 | 0
119 | 42027950 | 24 | 70 | POWER CONTACTOR, 630A, 110V AC | CONTACTOR POWER 630 AMPS AC DUTY 3 POLE IN OPEN EXECUTION (AC3) FRANGE SIMILAR TO TELEMECANIQUE | NO. | 2 | 2 | 1 | 1 |  | 1 | 0 |  | 0 | 0 |  | 0 | 0 |  | 0 | 0 |  | 0 | 0 |  | 0 | 0 |  | 0
120 | 47241342 | 24 | 70 | CONTACT KIT FOR 170 AMPS CONTACTOR | CONTACT KIT CONSISTING OF 3 NOS OF MOVING CONTACTS AND 6 NOS OF FIXED CONTACTS AND 3 SETS OF SPRINGS FOR 170 AMPS TYPE 150 US | NO. | 11 | 1 | 0 | 0 |  | 0 | 0 |  | 0 | 0 |  | 0 | 0 |  | 0 | 0 |  | 0 | 0 |  | 0 | 0 |  | 0
121 | 43290012 | 24 | 70 | DIRECT ONLINE STARTER, 20A, O/L RELAYS ADJUSTABLE BETWEEN 13.2 - 20 AMP | DIRECT ONLINE STARTER (MINIMANUAL)WITHOUT NO VOLT COIL IN STEEL ENCLOSURE WITH 20A,CONTINUOUS CONTACT RATING AND O/L RELAYS ADJUSTABLE BETWEEN 13.2 - 20AMP | SET | 4 | 1 | 1 | 0 |  | 0 | 0 |  | 0 | 0 |  | 0 | 0 |  | 0 | 0 |  | 0 | 1 |  | 1 | 0 |  | 0
122 | 43900100 | 23 | 70 | CONTROL RELAY, 24V DC, 2NO + 2NC | CONTROL RELAY 4 NO + 4 NC OPERATING COIL 24 V DC WITH MOUNTING FACILITY OF TYPE CA2 DN2220 BDA 60 + LAID22 TELEMECANIQUE MAKE | NO. | 30 | 24 | 30 | 10 |  | 10 | 0 |  | 0 | 10 |  | 10 | 0 |  | 0 | 0 |  | 0 | 10 |  | 10 | 0 |  | 0
123 | 45210019 | 24 | 70 | CONTROL RELAY, 24V AC, 2NO + 2NC | RELAY 24 V AC CONTROL RELAY WITH 2NO+2NC CONTACTS RATED FOR 4AMPS AT AC1L OPERATING COIL VOLTAHGE 24V AC WITH DIN RAIL MOUNTING | NO. | 10 | 12 | 10 | 10 |  | 10 | 0 |  | 0 | 0 |  | 0 | 0 |  | 0 | 0 |  | 0 | 0 |  | 0 | 0 |  | 0
124 | 45219187 | 24 | 70 | CONTROL RELAY, 110V AC, 3NO + 1NC | CONTROL RELAY WITH 4 NO+ 2NC CONTACTS RATED FOR 4 AMPS AT 440V AC 11 DUTY WITH 110V 50HZ AC OPERATING COIL | NO. | 50 | 4 | 36 | 20 |  | 20 | 0 |  | 0 | 11 |  | 11 | 0 |  | 0 | 0 |  | 0 | 5 |  | 5 | 0 |  | 0
125 | 47241664 | 24 | 70 | CONTROL RELAY, 110V AC, 4NO + 4NC | CONTROL RELAYS 4 NO + 4 NC CONTACTS 2 NO + 2 NC IN MAIN CONTACTOR AND 2 N0 + 2 NC IN ADD ON BLOCK. THE CONTACTS ARE RATED FOR 4 AMPS AT 415 VOLTS 50 HZ, AC WITH 110 VOLTS 50 HZ AC OPERATING COIL. POWER CONTACTOR 16AMPS | NO. | 40 | 21 | 30 | 10 |  | 10 | 10 |  | 10 | 0 |  | 0 | 0 |  | 0 | 0 |  | 0 | 10 |  | 10 | 0 |  | 0
126 | 47241500 | 24 | 70 | CONTROL RELAY, 230V AC, 4NO + 4NC | CONTROL RELAY 4NO+4NC RATED FOR 4A AT AC 11 DUTY WITH 230V 50 HZ AC COIL | NO. | 18 | 27 | 18 | 16 |  | 16 | 0 |  | 0 | 0 |  | 0 | 0 |  | 0 | 0 |  | 0 | 2 |  | 2 | 0 |  | 0 | 9 | 18 | 18 | 0
127 | 42022228 | 24 | 70 | CONTROL RELAY, 230V AC, 4NO + 4NC | CONTROL RELAYS 4NO + 4NC,AC-11 DUTY RATED FOR 4 AMP WITH 230V,50HZ OPERATING COIL | NO. | 2 | 0 | 2 | 0 |  | 0 | 0 |  | 0 | 0 |  | 0 | 0 |  | 0 | 0 |  | 0 | 2 |  | 2 | 0 |  | 0 | 0 | 4 | 0 | 0
128 | 42022216 | 24 | 70 | CONTROL RELAY, 230V AC, 2NO + 2NC | CONTROL RELAYS 2N0 + 2NC RATED FOR 4 AMPS,AC-11 DUTY,WITH 230 V,AC OPERATING COIL | NO. | 6 | 0 | 0 | 0 |  | 0 | 0 |  | 0 | 0 |  | 0 | 0 |  | 0 | 0 |  | 0 | 0 |  | 0 | 0 |  | 0 | 5 | 0 | 6 | 0
129 | 42060138 | 23 | 10 | MCB 2A, 1 POLE | MINIATURE CIRCUIT BREAKER 2A SINGLE POLE FOR MOTOR DUTY | NO. | 101 | 223 | 90 | 20 |  | 20 | 20 |  | 20 | 20 |  | 20 | 10 |  | 10 | 10 |  | 10 | 10 |  | 10 | 0 |  | 0
130 | 47241421 | 24 | 70 | MCB 10AMPS, 2 POLE | MCB 10AMPS, 2 POLE WITH COMMON TRIPPING MECHANISM | NO. | 40 | 34 | 40 | 10 |  | 10 | 10 |  | 10 | 5 |  | 5 | 5 |  | 5 | 5 |  | 5 | 5 |  | 5 | 0 |  | 0
131 | 47241305 | 24 | 70 | MCB 10AMPS, 2 POLE | TWO POLE MCB OF 10 AMPS RATING AT 230V 50HZ AC | NO. | 40 | 6 | 40 | 10 |  | 10 | 10 |  | 10 | 5 |  | 5 | 5 |  | 5 | 5 |  | 5 | 5 |  | 5 | 0 |  | 0 | 30 | 35 | 74 | 0
132 | 47241275 | 24 | 70 | MCB 16AMPS, 3 POLE | MCB 16AMPS, 3 POLE WITH COMMON TRIPPING MECHANISM | NO. | 100 | 167 | 100 | 25 |  | 25 | 25 |  | 25 | 20 |  | 20 | 10 |  | 10 | 10 |  | 10 | 10 |  | 10 | 0 |  | 0
133 | 47241380 | 24 | 70 | MCB 20A, 2 POLE | MINIATURE CIRCUIT BREAKER 20A. 230V 50HZ DOUBLE POLE | NO. | 20 | 10 | 20 | 20 |  | 20 | 0 |  | 0 | 0 |  | 0 | 0 |  | 0 | 0 |  | 0 | 0 |  | 0 | 0 |  | 0
134 | 42027329 | 24 | 70 | MCB 32AMPS, 3 POLE | MCB 32AMPS, 3 POLE WITH COMMON TRIPPING MECHANISM | NO. | 25 | 9 | 24 | 6 |  | 6 | 6 |  | 6 | 6 |  | 6 | 2 |  | 2 | 2 |  | 2 | 2 |  | 2 | 0 |  | 0
135 | 47241329 | 24 | 10 | MPCB, RATED CURRENT 2.4A, CURRENT SETTING 1.6- 2.4A | THERMAL MAGNETIC MOTOR CIRCUIT BREAKER 3PH, 415V, RATED CURRENT 2.4A, DUTY AC3, COVERING A MINIMUM CURRENT SETTING RANGE FROM 1.6 - 2.4A | NO. | 30 | 55 | 30 | 5 |  | 5 | 5 |  | 5 | 5 |  | 5 | 5 |  | 5 | 5 |  | 5 | 5 |  | 5 | 0 |  | 0
136 | 43900288 | 24 | 70 | MPCB, RATED CURRENT 4A, CURRENT SETTING 2.4- 4A | THERMAL MAGNETIC MOTOR CIRCUIT BREAKER 3 PH, 415V, RATED CURRENT 4A, DUTY AC3, CURRENT SETTING SHALL BE 2.4-4A | NO. | 50 | 3 | 45 | 10 |  | 10 | 10 |  | 10 | 10 |  | 10 | 5 |  | 5 | 5 |  | 5 | 5 |  | 5 | 0 |  | 0 | 25 | 35 | 102 | 0
137 | 47241512 | 24 | 70 | MPCB, RATED CURRENT 6A, CURRENT SETTING 4- 6A | THERMAL MAGNETIC MOTOR CIRCUIT BREAKER 3PH, 415V, RATED CURRENT 6A, DUTY AC3, CURRENT SETTING SHALL BE 4-6A | NO. | 50 | 56 | 45 | 10 |  | 10 | 10 |  | 10 | 10 |  | 10 | 5 |  | 5 | 5 |  | 5 | 5 |  | 5 | 0 |  | 0
138 | 47241317 | 24 | 10 | MPCB, RATED CURRENT 13A, CURRENT SETTING 8- 13A | MOTOR PROTECTION CIRCUIT BREAKER RATED FOR 13A WITH 1NO+1NC AUX. CONTACTS WITH OVERLODE SETTING 6-10A WITH MANUAL ON/OFF PROVISION | NO. | 50 | 163 | 49 | 20 |  | 20 | 0 |  | 0 | 14 |  | 14 | 5 |  | 5 | 5 |  | 5 | 5 |  | 5 | 0 |  | 0
139 | 47241299 | 24 | 10 | MPCB, RATED CURRENT 16A, CURRENT SETTING 10- 16A | MOTOR PROTECTION CIRCUIT BREAKER RATED FOR 16A WITH 1NO+1NC AUX. CONTACTS WITH OVERLOAD SETTING 10-16A WITH MANUAL ON/OFF PROVISION | NO. | 50 | 110 | 45 | 10 |  | 10 | 10 |  | 10 | 10 |  | 10 | 5 |  | 5 | 5 |  | 5 | 5 |  | 5 | 0 |  | 0
140 | 47241550 | 24 | 70 | MPCB, RATED CURRENT 20A, CURRENT SETTING 14- 20A | THERMAL MAGNETIC MOTOR CIRCUIT BREAKER 3PH,415V,RATED CURRENT 20A, DUTY AC3, CURRENT SETTING 14 - 20A | NO. | 10 | 23 | 9 | 2 |  | 2 | 2 |  | 2 | 2 |  | 2 | 1 |  | 1 | 1 |  | 1 | 1 |  | 1 | 0 |  | 0
141 | 47241470 | 24 | 10 | MPCB, RATED CURRENT 25A, CURRENT SETTING 16- 25A | THERMAL MAGNETIC MOTOR CIRCUT BREAKER 3PH, 415V,RATED CURRENT 25A, DUTY AC3, CURRENT SETTING 16 - 25A | NO. | 15 | 10 | 15 | 4 |  | 4 | 0 |  | 0 | 4 |  | 4 | 2 |  | 2 | 2 |  | 2 | 3 |  | 3 | 0 |  | 0
142 | 47241561 | 24 | 70 | MPCB, RATED CURRENT 32A, CURRENT SETTING 22- 32A | THERMAL MAGNETIC MOTOR CIRCUIT BREAKER 3PH, 415V, RATED CURRENT 32A, DUTY AC3, CURRENT SETTING SHALL BE 22- 32A | NO. | 10 | 20 | 10 | 2 |  | 2 | 2 |  | 2 | 2 |  | 2 | 1 |  | 1 | 1 |  | 1 | 2 |  | 2 | 0 |  | 0
143 | 43100119 | 24 | 70 | MPCB, RATED CURRENT 40A, CURRENT SETTING 28- 40A | THERMAL MAGNETIC MOTOR CIRCUIT BREAKER 3PH,415V, RATED CURRENT 40A, DUTY AC3, CURRENT SETTING SHALL BE 28-40A | NO. | 8 | 5 | 8 | 2 |  | 2 | 2 |  | 2 | 2 |  | 2 | 1 |  | 1 | 1 |  | 1 | 0 |  | 0 | 0 |  | 0 | 10 | 10 | 5 | 0
144 | 46150018 | 24 | 70 | MPCB, RATED CURRENT 63A, CURRENT SETTING 45- 63A | MOTOR PROTECTION CIRCUIT BREAKER RATED FOR 63A AT AC3 DUTY WITH 1NO + 1NC AUX. CONTACTS, ADJUSTABLE OVERLOAD SETTINGS: 45-63 AMPS | NO. | 10 | 0 | 9 | 2 |  | 2 | 2 |  | 2 | 2 |  | 2 | 1 |  | 1 | 1 |  | 1 | 1 |  | 1 | 0 |  | 0
145 | 46150020 | 24 | 70 | MPCB, RATED CURRENT 80A, CURRENT SETTING 56- 80A | MOTOR PROTECTION CIRCUIT BREAKER RATED FOR 80A AT AC3 DUTY WITH 1NO + 1NC AUX. CONTACTS, ADJUSTABLE OVERLOAD SETTINGS 56-80A WITH MANUAL ON/ OFF PROVISION. | NO. | 6 | 2 | 6 | 2 |  | 2 | 2 |  | 2 | 2 |  | 2 | 0 |  | 0 | 0 |  | 0 | 0 |  | 0 | 0 |  | 0
146 | 42029387 | 23 | 10 | MCCB, RATED CURRENT 100A | 100 AMPS MOULD CASE CIRCUIT BREAKER, 3 POLE, RATED VOLTAGE: 415 VOLT | NO. | 18 | 3 | 18 | 6 |  | 6 | 6 |  | 6 | 6 |  | 6 | 0 |  | 0 | 0 |  | 0 | 0 |  | 0 | 0 |  | 0
147 | 42026660 | 23 | 10 | MCCB, RATED CURRENT 250A, CURRENT RATING 250A | MCCB 250A 3 POLE MOULED CASE CIRCUIT BREAKER, RATED VOLTAGE 415V, RATED CURRENT 250A, 3PH,50HZ. THE THERMAL O/L SETTING SHAL BE VATRIABLE COVERING A MINIMUM RANGE OF 200 TO 250A | NO. | 6 | 4 | 6 | 2 |  | 2 | 2 |  | 2 | 2 |  | 2 | 0 |  | 0 | 0 |  | 0 | 0 |  | 0 | 0 |  | 0
148 | 42022204 | 24 | 70 | MPCB, RATED CURRENT 630A, CURRENT SETTING 500- 630A | MCCB 630 A, 3 POLE MOULED CASE CIRCUIT BREAKER, RATED VOLTAGE 415V, RATED CURRENT 630A, 3PH, 50HZ. THE THERMAL O/L SETTING SHALL BE VARIABLE COVERING A MINIMUM RANGE OF 500 TO 630A | NO. | 4 | 7 | 4 | 2 |  | 2 | 2 |  | 2 | 0 |  | 0 | 0 |  | 0 | 0 |  | 0 | 0 |  | 0 | 0 |  | 0
149 | 42026891 | 24 | 70 | MCCB, RATED CURRENT 800A | MCCB,800A 3-POLE, MOULDED CASE CIRCUIT BREAKER,RATED VOLTAGE 415V, RATED CURRENT 800A, 3PH, 50HZ | NO. | 4 | 6 | 4 | 1 |  | 1 | 3 |  | 3 | 0 |  | 0 | 0 |  | 0 | 0 |  | 0 | 0 |  | 0 | 0 |  | 0
150 | 47241494 | 24 | 70 | MPCB 18-26AMPS | MOTOR PROTECTION CIRCUIT BREAKER 18-26AMPS | NO. | 10 | 0 | 10 | 5 |  | 5 | 0 |  | 0 | 5 |  | 5 | 0 |  | 0 | 0 |  | 0 | 0 |  | 0 | 0 |  | 0
151 | 43290050 | 24 | 70 | OVER LOAD RELAY, RANGE OF 40-57A | BI-METALIC THERMAL OVER LOAD RELAYS INDIVIDUAL MOUNTING THREE POLE WITH ONE SET POTENTIAL FREE TRIP CONTACT, RATED FOR 4 AMPS ADJUSTABLE IN RANGE OF 40-57A | NO. | 6 | 22 | 6 | 0 |  | 0 | 0 |  | 0 | 6 |  | 6 | 0 |  | 0 | 0 |  | 0 | 0 |  | 0 | 0 |  | 0
152 | 42087582 | 23 | 70 | HRC FUSES 2A | FUSES HRC TO IS2208 ENGLISH ELECTRIC OR EQUIVALENT TYPE NS2 415V 2A | NO. | 30 | 140 | 0 | 0 |  | 0 | 0 |  | 0 | 0 |  | 0 | 0 |  | 0 | 0 |  | 0 | 0 |  | 0 | 0 |  | 0
153 | 42089001 | 23 | 70 | HRC FUSES 16A | FUSES HRC TO IS:2208 ENGLISH ELECTRIC/EQUIVALENT. TYPE NS 16 415V 16A | NO. | 350 | 192 | 15 | 0 |  | 0 | 0 |  | 0 | 0 |  | 0 | 0 |  | 0 | 0 |  | 0 | 15 |  | 15 | 0 |  | 0
154 | 42089025 | 24 | 70 | HRC FUSES 32A | HRC FUSES 32AMPS,415V TYPE TIA | NO. | 250 | 0 | 30 | 0 |  | 0 | 0 |  | 0 | 0 |  | 0 | 0 |  | 0 | 15 |  | 15 | 15 |  | 15 | 0 |  | 0
155 | 42089037 | 23 | 70 | HRC FUSES 63A | FUSES HRC 63AMPS, 415V, BREAKING CAPACITY 80KA OFFSET TAG BOLTED TYPE TIS | NO. | 140 | 250 | 30 | 0 |  | 0 | 0 |  | 0 | 0 |  | 0 | 0 |  | 0 | 15 |  | 15 | 15 |  | 15 | 0 |  | 0
156 | 42089219 | 23 | 10 | HRC FUSES 80A | HRC FUSE LINKS SIZE 00, DIN TYPE 80 A RUPTURING CAPACITY NOT LESS THAN 80KA AT 415V,50HZ | NO. | 60 | 120 | 60 | 10 |  | 10 | 20 |  | 20 | 0 |  | 0 | 15 |  | 15 | 15 |  | 15 | 0 |  | 0 | 0 |  | 0
157 | 42088136 | 24 | 70 | HRC FUSES 100A | 100 AMPSHRC FUSE, BLADE TAG | NO. | 30 | 420 | 30 | 10 |  | 10 | 20 |  | 20 | 0 |  | 0 | 0 |  | 0 | 0 |  | 0 | 0 |  | 0 | 0 |  | 0
158 | 42088306 | 24 | 70 | HRC FUSES 200A | HRC FUSES SUITABLE FOR PROTECTING GERMANIUM & SILICON RECTIFIER ENGLISH ELECTRIC TYPE GS 1000 OF 200 AMPS, 600 V, RATINGS WITHOUT TRIP INDICATOR | NO. | 36 | 30 | 20 | 0 |  | 0 | 0 |  | 0 | 0 |  | 0 | 10 |  | 10 | 10 |  | 10 | 0 |  | 0 | 0 |  | 0
159 | 42088677 | 24 | 70 | FUSES SITOR 500A | SITOR FUSES 500 AMPS | NO. | 20 | 65 | 20 | 20 |  | 20 | 0 |  | 0 | 0 |  | 0 | 0 |  | 0 | 0 |  | 0 | 0 |  | 0 | 0 |  | 0
160 | 42088513 | 23 | 70 | HRC FUSES 800A | HRC FUSE 800A,690V,IR 700-200KA,DIN3,SQUARE BODY WITH DUAL INDICATION HIGH SPEED FUSE | NO. | 9 | 0 | 9 | 9 |  | 9 | 0 |  | 0 | 0 |  | 0 | 0 |  | 0 | 0 |  | 0 | 0 |  | 0 | 0 |  | 0
161 | 42082122 | 23 | 10 | SEMICONDUCTOR FUSES 110A | SEMICONDUCTOR FUSE 110A 100KA RUPTURING CAPACITY TYPE GSG 1000-110A OF EE MAKE OR ITS EQUIVALENT | NO. | 96 | 44 | 90 | 30 |  | 30 | 30 |  | 30 | 0 |  | 0 | 10 |  | 10 | 10 |  | 10 | 10 |  | 10 | 0 |  | 0
162 | 42082146 | 23 | 10 | SEMICONDUCTOR FUSES 150A | SEMICONDUCTOR FUSES 150A | NO. | 144 | 124 | 144 | 100 |  | 100 | 24 |  | 24 | 0 |  | 0 | 0 |  | 0 | 0 |  | 0 | 20 |  | 20 | 0 |  | 0
163 | 47241603 | 24 | 70 | RELAY ON DELAY WITH ADJUSTABLE SETTING OF 0.2 TO 30sec, PNEUMATIC TYPE | RELAY ON DELAY WITH ADJUSTABLE SETTING OF 0.2 TO 30sec, PNEUMATIC TYPE | NO. | 10 | 0 | 10 | 6 |  | 6 | 4 |  | 4 | 0 |  | 0 | 0 |  | 0 | 0 |  | 0 | 0 |  | 0 | 0 |  | 0
164 | 47241482 | 24 | 70 | DIGITAL TIMER THUMB WHEEL TYPE OF SIZE 72X72mm | DIGITAL TIMER THUMB WHEEL TYPE. DIGITAL TIMER OF SIZE 72X72mm | NO. | 10 | 10 | 5 | 0 |  | 0 | 0 |  | 0 | 5 |  | 5 | 0 |  | 0 | 0 |  | 0 | 0 |  | 0 | 0 |  | 0
165 | 47241524 | 24 | 70 | PROGRAMMABLE SEQUENCES TIMER | PROGRAMMABLE SEQUENCES TIMER 10 CHANNEL WITH ADJUSTABLE TIME RANGE 0.1 SEC TO 99 HRS. WITH PROVISION TO SAVE THE PROGRAMME OPERATING VOLTAGE 110VAC OR 230 VAC | NO. | 8 | 6 | 8 | 4 |  | 4 | 2 |  | 2 | 2 |  | 2 | 0 |  | 0 | 0 |  | 0 | 0 |  | 0 | 0 |  | 0
166 | 47240763 | 23 | 70 | RELAY LOGIC MODULE 8CHANNEL | RELAY LOGIC MODULE 8CHANNEL, ONE CHANGEOVER CONTACT, 110VAC COIL THE RELAY USED IN THE COIL SHALL BE OF OMRON MAKE G2R2 SERIES WITH FUSE FOR OUTPUT PROTECTION, PLUGGABLE SOCKET TYPE & DINRAIL MOUNTING | NO. | 10 | 0 | 5 | 5 |  | 5 | 0 |  | 0 | 0 |  | 0 | 0 |  | 0 | 0 |  | 0 | 0 |  | 0 | 0 |  | 0
167 | 47420480 | 24 | 10 | PROXIMITY SCANNER OF SENSING DISTANCE 10 CMS TO 90 CMS ADJUSTABLE. OPERATING VOLTAGE 15 V TO 260 V AC | PROXIMITY SCANNER OF SENSING DISTANCE 10 CMS TO 90 CMS ADJUSTABLE. OPERATING VOLTAGE 15 V TO 260 V AC WITH 1 NO RELAY OUT PUT CONTACTS RATED FOR 1A AT 250 V AC SIMILAR TO DATALOGIC MAKE | NO. | 60 | 68 | 60 | 10 |  | 10 | 10 |  | 10 | 10 |  | 10 | 10 |  | 10 | 10 |  | 10 | 10 |  | 10 | 0 |  | 0 | 39 | 60 | 80 | 0
168 | 47240726 | 24 | 70 | PROXIMITY SCANNER OF 18MM TUBULAR OF.SENSING DISTANCE 80MM TO 200MM, ADJUSTABLE OPERATING VOLATAGE 24 TO 230VAC | PROXIMITY SCANNER OF 18MM TUBULAR IN PLASTIC/METAL HOUSING, 2 WIRE AC VERSION OF NOMINAL VOLTAGE 24 TO 230VAC WITH 2M CABLE.SENSING DISTANCE 80MM TO 200MM | NO. | 15 | 15 | 15 | 4 |  | 4 | 3 |  | 3 | 8 |  | 8 | 0 |  | 0 | 0 |  | 0 | 0 |  | 0 | 0 |  | 0
169 | 47241433 | 24 | 70 | EMITTER RECEIVER TYPE PHOTO SWITCH ASSEMBLY COMPLETE SET | EMITTER RECEIVER TYPE PHOTO SWITCH ASSEMBLY COMPLETE SET | NO. | 10 | 12 | 9 | 0 |  | 0 | 0 |  | 0 | 9 |  | 9 | 0 |  | 0 | 0 |  | 0 | 0 |  | 0 | 0 |  | 0
170 | 47420339 | 23 | 10 | BCH LIMIT SWITCH SHORT ARM | OIL TIGHT LIMIT SWITCHES WITH ROLLER LEVER OPERATOR,ROTARY SHAFT TYPE SPRING RETURN TO CENTRE WITH CLOCKWISE COUNTER CLOCKWISE OR BOTH DIRECTION OPERATING OPTIONS ROLLER LEVER SHALL BE 38MM LENGTH 19MM DIA AND 8MM THICK. THE LIMIT SWITCH SHALL BE OF BHARATHIA CUTLER HAMMER MAKE | NO. | 100 | 25 | 100 | 15 |  | 15 | 20 |  | 20 | 20 |  | 20 | 15 |  | 15 | 15 |  | 15 | 15 |  | 15 | 0 |  | 0
171 | 42020116 | 23 | 10 | BCH LIMIT SWITCH | OIL TIGHT LIMIT SWITCHES WITH ROLLER LEVER OPERATOR | NO. | 240 | 90 | 240 | 15 |  | 15 | 90 |  | 90 | 0 |  | 0 | 50 |  | 50 | 50 |  | 50 | 35 |  | 35 | 0 |  | 0 | 132 | 230 | 589 | 0
172 | 42020128 | 23 | 10 | JAI BALAJI LIMIT SWITCH | SWITCHES LIMIT, ROTARY LEVER OPERATING TYPE, SPRING RETURN TO CENTRE WITH OPTION OF CLOCKWISE, COUNTER CLOCKWISE OR BOTH DIRECTION. THE OPERATING HEAD SHALL BE ADJUSTABLE IN FOUR 90 DEGREE POSITIONS APART. THE OPERATING LEVER SHALL BE ADJUSTABLE TYPE OF MAXIMUM 82.5MM WITH 19MM OPERATING ROLLERS. SIMILAR TO BCH MAKE TYPE E5OL CAT.NO.NLLA | NO. | 300 | 313 | 300 | 50 |  | 50 | 100 |  | 100 | 60 |  | 60 | 30 |  | 30 | 30 |  | 30 | 30 |  | 30 | 0 |  | 0 | 100 | 368 | 337 | 0
173 | 42027391 | 23 | 10 | HEAVY DUTY LIMIT SWITCH | HEAVY DUTY LIMIT SWITCH 25A,600V ACOR DC CONFORMING TO IS 13947 PT-I,PT-V/SEC-I,1993 AND TYPE JC-1125, BMK-9 WITH 1NO + 1NC CONTACT RATED FOR 25A ARM LENGTH 102MM.ARM AND ROLLER MADE OF METAL OF M/S JAI BALAJI AND CO OR EQUIVALENT | NO. | 24 | 38 | 24 | 8 |  | 8 | 4 |  | 4 | 6 |  | 6 | 2 |  | 2 | 2 |  | 2 | 2 |  | 2 | 0 |  | 0
174 | 42060096 | 23 | 70 | STEEL MILL HEAVY DUTY WEIGHT OPRATED GRAVITY LIMIT SWITCH | STEEL MILL HEAVY DUTY WEIGHT OPRATED GRAVITY LIMIT SWITCH 500V, 10 AMPS, 2NC CONTACTS WITH SET OF ACCESSORIES COMPRISING OF 1 NO COUNTER WEIGHT, 2METERS 4MM DIA WIRE ROPE, 4NOS D SHACKLES FOR ROPE CLAMPING | NO. | 15 | 0 | 6 | 6 |  | 6 | 0 |  | 0 | 0 |  | 0 | 0 |  | 0 | 0 |  | 0 | 0 |  | 0 | 0 |  | 0
175 | 47420479 | 24 | 10 | LIGHT DUTY OVER TRAVEL CONTROL UNIT | OVER TRAVEL CONTROL UNIT FOR LIMIT SWITCHES COMPLETE WITH HIGH TENSION BOLTS AND NUTS. ALUMINIUM DISC AND GALVANISED STEEL FRAME AS PER DRG.NO.WAP/EL/SK/ 356 R5 | NO. | 60 | 104 | 60 | 10 |  | 10 | 10 |  | 10 | 10 |  | 10 | 10 |  | 10 | 10 |  | 10 | 10 |  | 10 | 0 |  | 0
176 | 47420340 | 23 | 10 | HEAVY DUTY OVER TRAVEL CONTROL UNIT | HEAVY DUTY OVER TRAVEL CONTROL AS PER DRG.NO.RWF/EL/WSC/OTC/A3-2008 003 REV.R1 | NO. | 120 | 68 | 120 | 20 |  | 20 | 20 |  | 20 | 20 |  | 20 | 20 |  | 20 | 20 |  | 20 | 20 |  | 20 | 0 |  | 0
177 | 42060084 | 23 | 10 | ADJUSTABLE ROLLER LEVER FOR JAI BALAJI LIMIT SWITCH | ADJUSTABLE ROLLER LEVER 32 TO 82.5 MM WITH METAL ROLLER OF 19MM DIA 8 MM WIDTH PART NO.BC9LA OF JAI BALAJI MAKE OR EQUIVALENT. SUITABLE FOR JAI BALAJI MAKE LIMIT SWITCH MODEL NO.JLSLA | NO. | 100 | 129 | 90 | 20 |  | 20 | 20 |  | 20 | 20 |  | 20 | 10 |  | 10 | 10 |  | 10 | 10 |  | 10 | 0 |  | 0
178 | 42060072 | 23 | 10 | ADJUSTABLE ROLLER LEVER FOR BCH LIMIT SWITCH | ROLLER LEVER, ADJUSTABLE,32MM TO 82.5MM LEVER 19MM DIA X 8MM WIDE METAL ROLLER.AS PER ITEM NO.1 OF DRAWING NO.RWF/EL/WSC/2010-011 | NO. | 200 | 31 | 145 | 20 |  | 20 | 50 |  | 50 | 75 |  | 75 | 0 |  | 0 | 0 |  | 0 | 0 |  | 0 | 0 |  | 0
179 | 42901030 | 23 | 70 | NYLON LEVER ASSEMBLY FOR LIMIT SWITCHES | NYLON LEVER ASSEMBLY FOR LIMIT SWITCHES, 360mm LONG NYLON ROD COMPLETE SET AS PER DRAWING NO. RWF/EL/W/A4-2006-01 FOR AXLE SHOP CONTROL | NO. | 10 | 125 | 10 | 0 |  | 0 | 2 |  | 2 | 2 |  | 2 | 2 |  | 2 | 2 |  | 2 | 2 |  | 2 | 0 |  | 0
180 | 73641819 | 23 | 10 | SCREWS WITH TWO NUTS TWO FLAT WASHERS OF SCREWS SIZE M5 AND LENGTH 60MM | SLOTTED CHEESE HEAD MS FRICTION GRIP SCREWS WITH TWO NUTS TWO FLAT WASHERS OF SCREWS SIZE M5 AND LENGTH 60MM FULLY THREADED(0.8MM PITCH) | NO. | 2000 | 2307 | 2000 | 300 |  | 300 | 800 |  | 800 | 300 |  | 300 | 250 |  | 250 | 250 |  | 250 | 100 |  | 100 | 0 |  | 0
181 | 47241573 | 24 | 10 | JOYSTIC CONTROLLER | JOYSTIC CONTROLLER OF 22 MM DIA, FIXING CENTRE 85 X 85 mm SINGLE NOTCH FOUR WAY SPRING RETURNED TO CENTRE | NO. | 72 | 38 | 72 | 12 |  | 12 | 24 |  | 24 | 0 |  | 0 | 12 |  | 12 | 12 |  | 12 | 12 |  | 12 | 0 |  | 0 | 48 | 71 | 71 | 0
182 | 42060060 | 24 | 70 | SINGLE AXIS MASTER CONTROLLER | SPOHN & BURKHARDT SINGLE AXIS MASTER CONTROLLER 4-0-4 NOTCH | NO. | 4 | 0 | 2 | 2 |  | 2 | 0 |  | 0 | 0 |  | 0 | 0 |  | 0 | 0 |  | 0 | 0 |  | 0 | 0 |  | 0 | 0 | 3 | 0 | 0
183 | 42060059 | 24 | 70 | TWO AXIS MASTER CONTROLLER | SPOHN & BURKHARDT TWO AXIS MASTER CONTROLLER 4-0-4 NOTCH | NO. | 3 | 4 | 2 | 2 |  | 2 | 0 |  | 0 | 0 |  | 0 | 0 |  | 0 | 0 |  | 0 | 0 |  | 0 | 0 |  | 0 | 0 | 3 | 1 | 0
184 | 42022095 | 24 | 70 | ROTARY SWITCH, 3POLE, 2 WAY, 25 AMPS, 440V AC | ROTARY SWITCH ON/OFF CONTROL 3POLE, 2 WAY, 25 AMPS 440V AC | NO. | 10 | 5 | 5 | 5 |  | 5 | 0 |  | 0 | 0 |  | 0 | 0 |  | 0 | 0 |  | 0 | 0 |  | 0 | 0 |  | 0
185 | 47241202 | 23 | 10 | MUSH ROOM HEAD OIL TIGHT PUSH BUTTON 22MM DIA RED IN COLOUR, PULL TO RESET TYPE. (LATCH-IN-TWIST TO RESET) | MUSH ROOM HEAD OIL TIGHT PUSH BUTTON 22MM DIA RED IN COLOUR, PULL TO RESET TYPE. (LATCH-IN-TWIST TO RESET) | NO. | 20 | 89 | 18 | 4 |  | 4 | 4 |  | 4 | 4 |  | 4 | 2 |  | 2 | 2 |  | 2 | 2 |  | 2 | 0 |  | 0
186 | 43240010 | 24 | 70 | MUSHROOM PUSH BUTTON ACTUATOR, 30.5MM, RED COLOUR TURN TO RELEASE | MUSHROOM HEAD OIL TIGHT PUSH BUTTON TURN TO RELEASE E 30.5MM RED COLOUR WITH INO + INC AUX. CONTACT BLOCK | NO. | 60 | 1 | 60 | 10 |  | 10 | 10 |  | 10 | 10 |  | 10 | 10 |  | 10 | 10 |  | 10 | 10 |  | 10 | 0 |  | 0
187 | 47241410 | 24 | 70 | MUSHROOM PUSH BUTTON ACTUATOR, RED COLOUR SPRING RETURN | MUSHROOM PUSH BUTTON ACTUATOR, RED COLOUR SPRING RETURN | NO. | 48 | 41 | 45 | 10 |  | 10 | 10 |  | 10 | 10 |  | 10 | 5 |  | 5 | 5 |  | 5 | 5 |  | 5 | 0 |  | 0
188 | 47241238 | 23 | 10 | OIL TIGHT FLUSH PUSH BUTTON ACTUATOR OF SIZE 22.5 MM, YELLOW AND RED | PUSH BUTTON STANDARD 22.5MM DIA OIL TIGHT PUSH BUTTON,STANDARD,FLUSH BUTTON OPERATOR CONTACT BLOCKS 2NO+2NC RATED FOR 6A AT 110V, 25NOS YELLOW AND 25NOS RED | NO. | 200 | 440 | 195 | 50 |  | 50 | 50 |  | 50 | 50 |  | 50 | 15 |  | 15 | 15 |  | 15 | 15 |  | 15 | 0 |  | 0
189 | 47241214 | 23 | 10 | OIL TIGHT FLUSH PUSH BUTTON ACTUATOR OF SIZE 30.5 MM, SIX COLOURS | OIL TIGHT PUSH BUTTONS, STANDARD (FLUSH) BUTTON OPERATOR, COMPLETE WITH 2 NO AND 2 NC, CONTACT ELEMENTS, 6A AT 120 V, 50 HZ.AC 11 DUTY COMPLETE SIMILAR TO BCH CATALOGUE NO. E 20 T, AND TYPE NO.TSF B3 IN SIX COLOURS | NO. | 48 | 55 | 48 | 10 |  | 10 | 10 |  | 10 | 10 |  | 10 | 6 |  | 6 | 6 |  | 6 | 6 |  | 6 | 0 |  | 0
190 | 47241226 | 23 | 10 | OIL TIGHT ILLUMINATED EXTENDED TYPE PUSH BUTTON ACTUATOR OF SIZE 30.5 MM, VOLTAGE 110 V, RED COLOUR | ILLUMINATED PUSH BUTTON[30.5MM]EXTENDED TYPE WITH POLYESTRENE RED COLOUR LENS,110/6 VOLTS TRANSFORMER,6 VOLTS SCREW TYPE MINIATURE LAMP | NO. | 30 | 47 | 30 | 20 |  | 20 | 0 |  | 0 | 0 |  | 0 | 0 |  | 0 | 0 |  | 0 | 10 |  | 10 | 0 |  | 0
191 | 43900045 | 24 | 70 | OIL TIGHT ILLUMINATED PUSH BUTTON ACTUATOR OF SIZE 22.5 MM, VOLTAGE 110 V, RED COLOUR | PUSH BUTTON ILLUMINATED RED COLOUR,SIZE 22.5 mm WITH ACTUATOR,6V BULB,TRANSFORMER 110/6V WITH 1NO+1NC CONTACT BLOCK | NO. | 20 | 0 | 20 | 5 |  | 5 | 5 |  | 5 | 0 |  | 0 | 0 |  | 0 | 0 |  | 0 | 10 |  | 10 | 0 |  | 0
192 | 47241240 | 23 | 10 | OIL TIGHT ILLUMINATED PUSH BUTTON ACTUATOR OF SIZE 30.5 MM, VOLTAGE 110 V | OIL TIGHT ILLUMINATED PUSH BUTTON ACTUATOR OF 30.5 MM DIA CONSISTING OF CONTACT BLOCK OF 1NO + 1NC RATED FOR 6AMPS AT 110V AC, TRANSFORMER 110/6V, INDICATING LAMP 6V | NO. | 25 | 30 | 20 | 5 |  | 5 | 5 |  | 5 | 5 |  | 5 | 0 |  | 0 | 0 |  | 0 | 5 |  | 5 | 0 |  | 0
193 | 47241196 | 23 | 10 | OIL TIGHT PUSH BUTTON ACTUATOR SPRING RETURN OF 30.5MM DIA , COLOURS:RED,BLACK,YELLOW AND GREEN | OIL TIGHT PUSH BUTTON ACTUATOR SPRING RETURN OF 30.5MM DIA WITH CONTACT BLOCK OF 2NO + 2NC RATED FOR 6AMPS AT 110V AC. COLOURS:RED,BLACK,YELLOW AND GREEN | NO. | 100 | 64 | 100 | 5 |  | 5 | 0 |  | 0 | 20 |  | 20 | 25 |  | 25 | 25 |  | 25 | 25 |  | 25 | 0 |  | 0
194 | 47241263 | 23 | 10 | SELECTOR SWITCH 2POSTION MAINTAINED TYPE 22.5MM | SELECTOR SWITCH 2POSTION MAINTAINED TYPE WITH 2NO+2NC CONTACTS RATED FOR 6A AT 120V 50HZ | NO. | 75 | 102 | 75 | 10 |  | 10 | 10 |  | 10 | 10 |  | 10 | 15 |  | 15 | 15 |  | 15 | 15 |  | 15 | 0 |  | 0
195 | 47241251 | 23 | 10 | OIL TIGHT SELACTOR SWITCH 3 POSITION MAINTAINED TYPE OF SIZE 30.5 MM | OIL TIGHT SELACTOR SWITCH 3 POSITION MAINTAINED TYPE OF SIZE 30.5 MM CONTACT 2NO + 2NC RATED FOR 6 AMPS | NO. | 100 | 87 | 90 | 20 |  | 20 | 20 |  | 20 | 20 |  | 20 | 10 |  | 10 | 10 |  | 10 | 10 |  | 10 | 0 |  | 0 | 137 | 49 | 146 | 0
196 | 47241184 | 23 | 10 | SELECTOR SWITCHES,SPRING RETURN TO CENTER THREE POSITION: 30.5 MM | SELECTOR SWITCHES,SPRING RETURN TO CENTER THREE POSITION: 30.5 MM WITH 2NO + 2NC CONTACTS RATED FOR MINIMUM 6A AT 120V,50HZ, AC | NO. | 100 | 189 | 90 | 10 |  | 10 | 25 |  | 25 | 25 |  | 25 | 10 |  | 10 | 10 |  | 10 | 10 |  | 10 | 0 |  | 0
197 | 47241172 | 23 | 10 | OIL TIGHT INDICATING LIGHTS, 30.5MM, 110V, IN FIVE COLOURES(RED,BLUE,AMBER,GREEN,CLEAR) | OIL TIGHT INDICATING LIGHTS TRANSFORMER TYPE, WITH POLY CARBONATE LENS OF 110V/6 VOLTS WITH 6 V BULB, TYPE TILT E 30.5MM IN FIVE COLOURES(RED,BLUE,AMBER,GREEN,CLEAR) | NO. | 24 | 4 | 24 | 7 |  | 7 | 10 |  | 10 | 7 |  | 7 | 0 |  | 0 | 0 |  | 0 | 0 |  | 0 | 0 |  | 0
198 | 42116648 | 24 | 70 | OIL TIGHT INDICATING LAMP 30.5MM ,220V OF COLOURS RED, GREEN | OIL TIGHT INDICATING LAMP 30.5MM SIZE TRANSFORMER TYPE. TRANSFORMER RATING 220/6V WITH BULB OF 6V RATING WITH POLYCARBONATE LENS OF COLOURS RED, GREEN | NO. | 50 | 75 | 0 | 0 |  | 0 | 0 |  | 0 | 0 |  | 0 | 0 |  | 0 | 0 |  | 0 | 0 |  | 0 | 0 |  | 0
199 | 42113234 | 23 | 10 | PIGMY LAMPS 15W 230V AC | PIGMY LAMPS 15W 230V AC CLEAR FOR INDICATION CONFIRMING TO IS:438 BYONET CAP BI-PIN | NO. | 90 | 39 | 90 | 20 |  | 20 | 20 |  | 20 | 20 |  | 20 | 10 |  | 10 | 10 |  | 10 | 10 |  | 10 | 0 |  | 0
200 | 42114901 | 23 | 70 | ULTRA VIOLET LED LIGHT FITTING COMPLETE SET | ULTRA VIOLET LED LIGHT FITTING COMPLETE SET FOR NDT PURPOSE | NO. | 7 | 0 | 7 | 0 |  | 0 | 0 |  | 0 | 7 |  | 7 | 0 |  | 0 | 0 |  | 0 | 0 |  | 0 | 0 |  | 0
201 | 42119510 | 23 | 70 | 10 WATT LED TUBE LIGHT | SUPPLY OF 10 WATT,LED TUBE LIGHT(BATTEN TYPE) | NO. | 500 | 645 | 60 | 50 |  | 50 | 0 |  | 0 | 10 |  | 10 | 0 |  | 0 | 0 |  | 0 | 0 |  | 0 | 0 |  | 0
202 | 42110373 | 23 | 70 | 15 WATT LED FLOOD LIGHT | 15 WATT LED FLOOD LIGHT | NO. | 60 | 0 | 40 | 20 |  | 20 | 20 |  | 20 | 0 |  | 0 | 0 |  | 0 | 0 |  | 0 | 0 |  | 0 | 0 |  | 0
203 | 42110099 | 23 | 70 | 20 WATT LED TUBE LIGHT | SUPPLY OF 20 WATT,LED TUBE LIGHT(BATTEN TYPE)FITTING | NO. | 250 | 1 | 50 | 50 |  | 50 | 0 |  | 0 | 0 |  | 0 | 0 |  | 0 | 0 |  | 0 | 0 |  | 0 | 0 |  | 0
204 | 42110154 | 23 | 70 | 200 WATT HIGH BAY LIGHT | 200WATTS LED HIGH BAY LIGHT FITTING AS PER ENCLOSED SPECIFICATION NO.RWF/SSE/EL/AXP-200HB,DATED 07/07/2023 | NO. | 20 | 17 | 20 | 20 |  | 20 | 0 |  | 0 | 0 |  | 0 | 0 |  | 0 | 0 |  | 0 | 0 |  | 0 | 0 |  | 0
205 | 47050585 | 23 | 10 | MINI SIREN TO OPERATE ON 230V AC | MINI SIREN TO OPERATE ON 230V SINGLE PHASE AC SUPPLY. THE RANGE OF THE SIREN SHALL BE 0.5KM | NO. | 30 | 22 | 30 | 10 |  | 10 | 10 |  | 10 | 4 |  | 4 | 2 |  | 2 | 2 |  | 2 | 2 |  | 2 | 0 |  | 0
206 | 42907627 | 23 | 10 | BIG SIREN TO OPERATE ON 230V AC | SIREN SUITABLE FOR OPERATION ON,50HZ.230VOLTS SINGLE PHASE SUPPLY MAINS.THE RANGE OF THE SIREN SHALL BE 1KM | NO. | 8 | 21 | 8 | 8 |  | 8 | 0 |  | 0 | 0 |  | 0 | 0 |  | 0 | 0 |  | 0 | 0 |  | 0 | 0 |  | 0
207 | 47160081 | 24 | 70 | SOLENOID COIL WITH INDICATION PLUG AND ASSOCIATED CABLE FOR M/S MANNESMANN REXROTH, 24V | SOLENOID COIL 24 WITH L&D INDICATION PLUG AND ASSOCIATED CABLE FOR M/S MANNESMANN REXROTH SIZE 6 DC VOLVE TO PART NO. DC 38-4A 24V ZA L | NO. | 4 | 0 | 4 | 0 |  | 0 | 0 |  | 0 | 4 |  | 4 | 0 |  | 0 | 0 |  | 0 | 0 |  | 0 | 0 |  | 0
208 | 47160172 | 24 | 70 | SOLENOID COIL WITH INDICATION PLUG AND ASSOCIATED CABLE FOR M/S REXROTH GERMANY, 24V | SOLENOID COIL 24V,DC WITH LED INDICATION PLUG ASSOCIATED CABLE FOR REXROTH WEST GERMANY,HYDRAULIC VALVES TYPE NO.HWE-6D51/OFAG24NZ4 | NO. | 4 | 0 | 4 | 0 |  | 0 | 0 |  | 0 | 4 |  | 4 | 0 |  | 0 | 0 |  | 0 | 0 |  | 0 | 0 |  | 0
209 | 42050030 | 24 | 70 | SOLENOID PLUG WITH INDICATOR SIZE 27.5MM X 27.5 MM, OPERATING VOLTAGE 115 V AC OF VICKERS MAKE | SOLENOID PLUG WITH INDICATOR SIZE 27.5MM X 27.5 MM, CONTACT SPACING 18 MM, NUMBER OF POLES: 2 POLES + EARTH, HOUSING COLOR TRANSPARENT, OPERATING VOLTAGE 115 V AC, PART NO.625004-115V AC OF VICKERS MAKE | NO. | 50 | 166 | 50 | 20 |  | 20 | 30 |  | 30 | 0 |  | 0 | 0 |  | 0 | 0 |  | 0 | 0 |  | 0 | 0 |  | 0
210 | 47160100 | 24 | 70 | SOLENOID COILS MOULDED SUITABLE FOR USE WITH NUMATICS SOLENOIDS. 115 VOLTS | SOLENOID COILS MOULDED CLASS ;F & INSULATED SUITABLE FOR USE WITH NUMATICS SOLENOIDS. 115 VOLTS 50 HZ AC AS PER DRAWING NO. WAP/EL/420/R2 | NO. | 100 | 192 | 90 | 0 |  | 0 | 0 |  | 0 | 70 |  | 70 | 0 |  | 0 | 0 |  | 0 | 20 |  | 20 | 0 |  | 0
211 | 47160019 | 24 | 70 | SOLENOID COIL FOR 1" INCH VALVE 110-120V AC FOR M/S EMERSON MAKE | SOLENOID COIL FOR 1" INCH VALVE 110-120V AC 50-60HZ.COIL PART NO.237-614 MAKE:M/S EMERSON PROCESS MANAGEMENT CHENNAI PVT LTD | NO. | 6 | 6 | 0 | 0 |  | 0 | 0 |  | 0 | 0 |  | 0 | 0 |  | 0 | 0 |  | 0 | 0 |  | 0 | 0 |  | 0 | 6 | 6 | 0 | 0
212 | 42903932 | 24 | 10 | SOLENOID COIL FOR WPFS PNEUMATIC VALVE SOLENOID FOR M/S EMERSON MAKE | SOLENOID COIL FOR WPFS PNEUMATIC VALVE SOLENOID TYPE NO.PLGN 50L 4055 120/60 COIL PN 228714. MAKE: M/S EMERSON PROCESS MANAGEMENT CHENNAI PVT LTD | NO. | 71 | 35 | 15 | 0 |  | 0 | 15 |  | 15 | 0 |  | 0 | 0 |  | 0 | 0 |  | 0 | 0 |  | 0 | 0 |  | 0
213 | 47160111 | 24 | 70 | BRAKE COIL, 415V, 48 NM | BRAKE COIL TO THE FOLLOWING SPECIFICATION: 1) COIL VOLTAGE:415V AC 2) TORQUE:48 NM | NO. | 16 | 2 | 16 | 0 |  | 0 | 12 |  | 12 | 2 |  | 2 | 0 |  | 0 | 0 |  | 0 | 2 |  | 2 | 0 |  | 0
214 | 47160032 | 24 | 70 | CONTROL TRANSFORMER 1 KVA, PRIMARY VOLTAGE 415V, SECONDARY VOLTAGE 115V | CONTROL TRANSFORMER WITH COPPER DOUBLE WOUND,CRGO LAMINATED, FOOT MOUNTING TYPE, CLASS 'B' INSULATED OF CAPACITY 1KVA, PRIMARY VOLTAGE 415V WITH TAPPING AT +1.5% & -2.5%, SECONDARY VOLTAGE 115V, AIR COOLED OPEN TYPE | NO. | 4 | 6 | 4 | 2 |  | 2 | 1 |  | 1 | 1 |  | 1 | 0 |  | 0 | 0 |  | 0 | 0 |  | 0 | 0 |  | 0
215 | 47160147 | 24 | 70 | CONTROL TRANSFORMER 1.5KVA, PRIMARY VOLTAGE 415V, SECONDARY VOLTAGE 110V | CONTROL TRANSFORMER WITH COPPER DOUBLE WOUND CRGO LAMINATED, FOOT MOUNTING TYPE, CLASS 'B' INSULATED, OF CAPACITY 1.5KVA, PRIMARY VOLTAGE 415V ?10%,WITH TAPPINGS AT +5%,+10%,0%,-5%,-10% SECONDARY VOLTAGE 110V | NO. | 5 | 4 | 4 | 2 |  | 2 | 1 |  | 1 | 1 |  | 1 | 0 |  | 0 | 0 |  | 0 | 0 |  | 0 | 0 |  | 0
216 | 47160020 | 24 | 70 | CONTROL TRANSFORMER 2.5 KVA, PRIMARY VOLTAGE 415V, SECONDARY VOLTAGE 115V | 2.5KVA DOUBLE WOUND ISOLATION TRANSFORMER AIR COOLED TYPE PRIMARY 415VOLTS +_5%SECONDARY 115VOLTS WITH TAPPINGS +2.5% & -2.5% | NO. | 6 | 7 | 4 | 1 |  | 1 | 1 |  | 1 | 2 |  | 2 | 0 |  | 0 | 0 |  | 0 | 0 |  | 0 | 0 |  | 0
217 | 47241135 | 24 | 70 | SIMATIC S7-300, INTERFACE MODULE OF SIEMENS MAKE | SIMATIC S7-300, INTERFACE MODULE IM361 IN EXPANSION RACK FOR CONNECTING TO CENTRAL RACK (IM360), 24V DC SUPPLY VOLTAGE , WITH K-BUS CAT, No. 6ES7361-3CA01-0AA0 OF SIEMENS MAKE | NO. | 3 | 4 | 2 | 0 |  | 0 | 0 |  | 0 | 2 |  | 2 | 0 |  | 0 | 0 |  | 0 | 0 |  | 0 | 0 |  | 0
218 | 47241081 | 24 | 70 | SIMATIC S7-300 DIGITAL OUTPUT MODULE OF SIEMENS MAKE | SIMATIC S7-300 DIGITAL OUTPUT SM322,OPTICALLY ISOLATED, 32 DO,24 V DC,0.5 A,40 PIN,SUM OF OUTPUT CURRENTS 4 A / GROUP 16 A/MODULE CAT.NO.6ES7322-1BL00-0AA0 OF SIEMENS MAKE FOR OP-10 OF CNC A M/C SHOP | NO. | 3 | 3 | 2 | 0 |  | 0 | 0 |  | 0 | 2 |  | 2 | 0 |  | 0 | 0 |  | 0 | 0 |  | 0 | 0 |  | 0
219 | 47360331 | 24 | 70 | SIMATIC S7-300 STABILIZED POWER SUPPLY OF SIEMENS MAKE | SIMATIC S7-300 STABILIZED POWER SUPPLY PS307 INPUT :120/230VAC OUTPUT 24V DC /2A ; CAT. NO.6ES7307-1BA01-0AA0 | NO. | 1 | 2 | 1 | 0 |  | 0 | 0 |  | 0 | 1 |  | 1 | 0 |  | 0 | 0 |  | 0 | 0 |  | 0 | 0 |  | 0
220 | 47000181 | 24 | 70 | SIMATIC S7-300, DIGITAL INPUT MODULE OF SIEMENS MAKE | SIMATIC S7-300, DIGITAL INPUT SM 321, OPTICALLY ISOLATED 32DI,24V DC,40PIN CAT No. 6ES7321-1BL00-0AA0 OF SIEMENS MAKE | NO. | 1 | 2 | 1 | 0 |  | 0 | 0 |  | 0 | 1 |  | 1 | 0 |  | 0 | 0 |  | 0 | 0 |  | 0 | 0 |  | 0
221 | 47240891 | 23 | 70 | SINUMERIK PCU 50,3-C, OF SIEMENS MAKE | SINUMERIK PCU 50,3-C,CM370,1.5 GHZ,1 X 512 MB RAM,24 V DC,WINDOWS XP PROFESSIONAL FOR EMBEDDED SYSTEM ( WIN XP PRO EMBSYS) CAT. NO.6FC5210-0DF31-2AA0 OF SIEMENS MAKE FOR "A"M/C SHOP CNC | NO. | 1 | 0 | 0 | 0 |  | 0 | 0 |  | 0 | 0 |  | 0 | 0 |  | 0 | 0 |  | 0 | 0 |  | 0 | 0 |  | 0 | 1 | 1 | 2 | 0
222 | 47240817 | 23 | 70 | INCREMENTAL ENCODER OF SIEMENS MAKE, 6MM SHAFT,OPERATING VOLTAGE 5V | INCREMENTAL ENCODER CAT.NO.6FX2001-3CC50 OF SIEMENS MAKE WITH I-V-SINUS 2500P/R,SYNCHROFLANGE,6MM SHAFT,OPERATING VOLTAGE 5V,AXIAL/RADIAL UNIVERSAL CABLE OUTLET CABLE 1M WITH CONNECTOR | NO. | 1 | 3 | 1 | 0 |  | 0 | 0 |  | 0 | 1 |  | 1 | 0 |  | 0 | 0 |  | 0 | 0 |  | 0 | 0 |  | 0
223 | 47240921 | 23 | 70 | REGULATED AC/DC POWER SUPPLY UNIT (SMPS PSU) , INPUT: 120/230V AC, OUTPUT : 24 V DC /20A | REGULATED AC/DC POWER SUPPLY UNIT (SMPS PSU) 1. INPUT VOLTAGE: 120/230V AC +/-10% 2. OUTPUT VOLTAGE: 24V DC (ADJUSTABLE TO 24-28.8 V DC) 3. OUTPUT CURRENT: 20 AMPS (480 WATTS) | NO. | 2 | 0 | 2 | 1 |  | 1 | 1 |  | 1 | 0 |  | 0 | 0 |  | 0 | 0 |  | 0 | 0 |  | 0 | 0 |  | 0 | 2 | 2 | 2 | 0
224 | 47240635 | 24 | 70 | SIMODRIVE 611 INFEED/ REGEN. FEEDBACK MODULE 120/156KW OF SIEMENS MAKE | SIMODRIVE 611 INFEED/ REGEN. FEEDBACK MODULE 120/156KW, STABILIZED, EXTERNAL COOLING TYPE 6SN1146-1BB00-0FA1 WITH SURGE ARRESTER PT NO.65N1111-0AB00-0AA0 SIEMENS MAKE | NO. | 2 | 0 | 1 | 0 |  | 0 | 0 |  | 0 | 1 |  | 1 | 0 |  | 0 | 0 |  | 0 | 0 |  | 0 | 0 |  | 0 | 0 | 1 | 1 | 0
225 | 47240489 | 24 | 70 | SIMODRIVE 611,POWER MODULE ,2 AXIS ,50A OF SIEMENS MAKE | SIMODRIVE 611,POWER MODULE ,2 AXIS ,50A , INTERNAL HEAT DISSIPATION, RATED MOTOR CURRENTS:FEED 18 A MAIN SPINDEL = 24 A,, CAT. NO. 6SN1123-1AB00-0CA3 OF SIEMENS MAKE WARRANTY: ONE YEAR FROM THE DATE OF SUPPLY OR INVOICE | NO. | 1 | 2 | 1 | 0 |  | 0 | 0 |  | 0 | 1 |  | 1 | 0 |  | 0 | 0 |  | 0 | 0 |  | 0 | 0 |  | 0 | 0 | 0 | 2 | 0
226 | 47240362 | 24 | 70 | LT MODULE 1x 80A OF SIEMENS MAKE | LT MODULE 1x 80A CAT NO.6SN1123-1AA00-0DA2 OF SIEMENS MAKE Warranty: One year from the date of supply or invoice. Spec: | NO. | 1 | 3 | 0 | 0 |  | 0 | 0 |  | 0 | 0 |  | 0 | 0 |  | 0 | 0 |  | 0 | 0 |  | 0 | 0 |  | 0
227 | 47240970 | 23 | 70 | MITSUBISHI MAKE SERVO AMPLIFIER DRIVE FOR MRS VTL | SUPPLY OF MITSUBISHI MAKE SERVO AMPLIFIER 3-PHASE 380-415V AC MR-J2S TO MR-J4 RENEWAL SERVO AMPLIFIER 7KW PART NUMBER: MR- J4- 700B4-RJ020 MAKE: MITSUBISHI | NO. | 2 | 0 | 0 | 0 |  | 0 | 0 |  | 0 | 0 |  | 0 | 0 |  | 0 | 0 |  | 0 | 0 |  | 0 | 0 |  | 0 | 0 | 0 | 0 | 0
228 | 47050378 | 23 | 70 | AC DRIVE 37KW/50HP | AC DRIVE 37KW/50HP, SUPPLY & TESTING AC DRIVE | NO. | 2 | 0 | 2 | 1 |  | 1 | 1 | 1 | 0 | 0 |  | 0 | 0 |  | 0 | 0 |  | 0 | 0 |  | 0 | 0 |  | 0 | 1 | 3 | 5 | 1
229 | 47050317 | 24 | 70 | AC DRIVE 3.7KW/5HP | AC DRIVE 5 HP NOTE : FULL DESCRIPTION MAY PLEASE BE REFERRED TO RWF LAN AS THE DESCRIPTION CONSIST OF MORE THAN 2000 CHARACTERS, UNABLE TO UPLOADED ON IMMS | NO. | 2 | 1 | 2 | 1 |  | 1 | 1 |  | 1 | 0 |  | 0 | 0 |  | 0 | 0 |  | 0 | 0 |  | 0 | 0 |  | 0
230 | 47360471 | 24 | 70 | AC DRIVE 15KW/20HP | AC DRIVE IS REQUIRED TO DRIVE SQUIRREL CAGE INDUCTION MOTOR: 15 KW / 20 HP, 3 PHASE, 415 V AC, 50 Hz, 4 POLE / 6 POLE, S1/S4 DUTY | NO. | 1 | 2 | 1 | 1 |  | 1 | 0 |  | 0 | 0 |  | 0 | 0 |  | 0 | 0 |  | 0 | 0 |  | 0 | 0 |  | 0
231 | 63680026 | 23 | 70 | AC DRIVE 90KW/120HP | SUPPLY OF AC DRIVE 90 KW/ 120 HP NOTE : FULL DESCRIPTION MAY PLEASE BE REFERRED TO RWF LAN AS THE .... | NO. | 3 | 0 | 2 | 2 |  | 2 | 0 |  | 0 | 0 |  | 0 | 0 |  | 0 | 0 |  | 0 | 0 |  | 0 | 0 |  | 0 | 1 | 8 | 2 | 0
232 | 47360021 | 24 | 70 | AC DRIVE 22KW/30HP | AC DRIVE 22Kw/30 HP, SUPPLY & TESTING OF AC DRIVE | NO. | 3 | 0 | 2 | 2 |  | 2 | 0 |  | 0 | 0 |  | 0 | 0 |  | 0 | 0 |  | 0 | 0 |  | 0 | 0 |  | 0 | 2 | 3 | 5 | 0
233 | 47360010 | 24 | 70 | AC DRIVE 7.5KW/10HP | SUPPLY OF AC DRIVE 7.5 KW/ 10 HP, 3 PHASE, 415 V AC, 50 Hz, 4 POLE / 6 POLE, S1/S4 DUTY | NO. | 2 | 2 | 2 | 2 |  | 2 | 0 |  | 0 | 0 |  | 0 | 0 |  | 0 | 0 |  | 0 | 0 |  | 0 | 0 |  | 0
234 | 47240647 | 24 | 70 | SPEED REGULATOR DC DRIVE CARD 3HP | SPEED REGULATOR 3HP OPEN TYPE). SUPPLY VOLTAGE: 230V AC/50HZ OUTPUT(ARMATURE VOLTAGE) 0-180V DC, ARMATURE CURRENT: 10A MAX. FIELD VOLTAGE: 220V DC @ 1AMPS MAX | NO. | 4 | 1 | 4 | 1 |  | 1 | 3 |  | 3 | 0 |  | 0 | 0 |  | 0 | 0 |  | 0 | 0 |  | 0 | 0 |  | 0
235 | 47240600 | 24 | 70 | CONTROL NET TERMINATORS PART NO.1786-XT OF ALLEN BRADLEY MAKE | CONTROL NET TERMINATORS PART NO.1786-XT OF ALLEN BRADLEY MAKE | NO. | 8 | 5 | 2 | 0 |  | 0 | 2 |  | 2 | 0 |  | 0 | 0 |  | 0 | 0 |  | 0 | 0 |  | 0 | 0 |  | 0
236 | 47240581 | 24 | 70 | CONTROLNET ADAPTOR MODULE PART NO.1771-ACN15 OF ALLEN BRADLEY MAKE | CONTROLNET ADAPTOR MODULE PART NO.1771-ACN15 OF ALLEN BRADLEY MAKE | NO. | 2 | 0 | 2 | 0 |  | 0 | 2 |  | 2 | 0 |  | 0 | 0 |  | 0 | 0 |  | 0 | 0 |  | 0 | 0 |  | 0 | 0 | 0 | 0 | 0
237 | 47240570 | 24 | 70 | FLEXLOGIX ETHERNET COMMUNICATION CARD, PART NO.1788-ENBT OF ALLEN BRADLEY MAKE | FLEXLOGIX ETHERNET COMMUNICATION CARD, PART NO.1788-ENBT OF ALLEN BRADLEY MAKE | NO. | 2 | 0 | 2 | 0 |  | 0 | 2 |  | 2 | 0 |  | 0 | 0 |  | 0 | 0 |  | 0 | 0 |  | 0 | 0 |  | 0 | 0 | 1 | 0 | 0
238 | 47240568 | 24 | 70 | FLEXLOGIX CONTROL NET COMMUNICATION CARD, PART NO.1788-CNC OF ALLEN BRADLEY MAKE | FLEXLOGIX CONTROL NET COMMUNICATION CARD, PART NO.1788-CNC OF ALLEN BRADLEY MAKE | NO. | 2 | 0 | 2 | 0 |  | 0 | 2 |  | 2 | 0 |  | 0 | 0 |  | 0 | 0 |  | 0 | 0 |  | 0 | 0 |  | 0 | 0 | 1 | 0 | 0
239 | 47240556 | 24 | 70 | FLEXLOGIX POWER SUPPLY MODULE PART NO.1794-PS3 OF ALLEN BRADLEY MAKE | FLEXLOGIX POWER SUPPLY MODULE PART NO.1794-PS3 OF ALLEN BRADLEY MAKE | NO. | 2 | 0 | 2 | 0 |  | 0 | 2 |  | 2 | 0 |  | 0 | 0 |  | 0 | 0 |  | 0 | 0 |  | 0 | 0 |  | 0 | 0 | 2 | 0 | 0
240 | 47240854 | 23 | 70 | ALLEN BRADLEY MAKE OUTPUT MODULE 120VAC, 50HZ AS PER CAT. NO.1771-OAD | ALLEN BRADLEY MAKE OUTPUT MODULE 120VAC, 50HZ AS PER CAT. NO.1771-OAD | NO. | 2 | 0 | 0 | 0 |  | 0 | 0 |  | 0 | 0 |  | 0 | 0 |  | 0 | 0 |  | 0 | 0 |  | 0 | 0 |  | 0 | 0 | 0 | 0 | 0
241 | 47240842 | 23 | 70 | Allen Bradley make Input module 120VAC, 50Hz, as per cat.no. 1771-IAD | Allen Bradley make Input module 120VAC, 50Hz, as per cat.no. 1771-IAD | NO. | 4 | 0 | 0 | 0 |  | 0 | 0 |  | 0 | 0 |  | 0 | 0 |  | 0 | 0 |  | 0 | 0 |  | 0 | 0 |  | 0 | 0 | 0 | 0 | 0
242 | 47240787 | 23 | 70 | ALLEN BRADLEY MAKE INPUT WIRING ARM AS PER CAT.NO.1771-WH | ALLEN BRADLEY MAKE INPUT WIRING ARM AS PER CAT.NO.1771-WH | NO. | 6 | 0 | 0 | 0 |  | 0 | 0 |  | 0 | 0 |  | 0 | 0 |  | 0 | 0 |  | 0 | 0 |  | 0 | 0 |  | 0 | 0 | 0 | 0 | 0
243 | 47240532 | 24 | 70 | INPUT/OUTPUT RACK 16 channel Allen Bradly make cat No.1771-A4B | INPUT/OUTPUT RACK 16 channel Allen Bradly make cat No.1771-A4B | NO. | 2 | 0 | 0 | 0 |  | 0 | 0 |  | 0 | 0 |  | 0 | 0 |  | 0 | 0 |  | 0 | 0 |  | 0 | 0 |  | 0 | 0 | 0 | 0 | 0
244 | 47240520 | 24 | 70 | POWER SUPPLY 16A 110/220V AC PT NO.1771-P7 OF ALLEN BRADLEY MAKE | POWER SUPPLY 16A 110/220V AC PT NO.1771-P7 OF ALLEN BRADLEY MAKE | NO. | 2 | 0 | 2 | 0 |  | 0 | 2 |  | 2 | 0 |  | 0 | 0 |  | 0 | 0 |  | 0 | 0 |  | 0 | 0 |  | 0 | 0 | 1 | 0 | 0
245 | 47240222 | 24 | 70 | SLC 500 DIGTAL OUTPUT MODULE, 16 CHANNEL RELAY OUTPUT, PART No.1746-OW 16 OF AB MAKE | SLC 500 DIGTAL OUTPUT MODULE, 16 CHANNEL RELAY OUTPUT, PART No.1746-OW 16 OF AB MAKE | NO. | 2 | 0 | 0 | 0 |  | 0 | 0 |  | 0 | 0 |  | 0 | 0 |  | 0 | 0 |  | 0 | 0 |  | 0 | 0 |  | 0 | 1 | 0 | 0 | 0
246 | 47240155 | 24 | 70 | SLC 500/05/04 PLC 7 SLOT INPUT/OUTPUT RACK CHASSIS Cat.NO.1746-A7 OF ALLEN BRADLEY MAKE | SLC 500/05/04 PLC 7 SLOT INPUT/OUTPUT RACK CHASSIS Cat.NO.1746-A7 OF ALLEN BRADLEY MAKE | NO. | 2 | 0 | 0 | 0 |  | 0 | 0 |  | 0 | 0 |  | 0 | 0 |  | 0 | 0 |  | 0 | 0 |  | 0 | 0 |  | 0 | 0 | 1 | 0 | 0
247 | 47240090 | 24 | 70 | SLC 500/5/04 POWER SUPPLY FOR PLC INPUT OUTPUT RACK 110 V AC MODEL NO. 1746-P2 OF ALLEN BRADLEY MAKE | SLC 500/5/04 POWER SUPPLY FOR PLC INPUT OUTPUT RACK 110 V AC MODEL NO. 1746-P2 OF ALLEN BRADLEY MAKE | NO. | 2 | 0 | 0 | 0 |  | 0 | 0 |  | 0 | 0 |  | 0 | 0 |  | 0 | 0 |  | 0 | 0 |  | 0 | 0 |  | 0 | 0 | 1 | 0 | 0
248 | 47050044 | 24 | 70 | 0.35HP, 2P, UNBALANCED SQ CAGE INDUCTION MOTOR | FOOT MOUNTED UNBALANCED VIBRATOR MOTOR, OUTPUT 0.23KW 415V, 3PH, 50HZ, 2POLE, CLASS 'F' INSULATION,CONTINUOUS DUTY. CENTRIFUGAL FORCE 2850N +/-5% | NO. | 4 | 6 | 4 | 2 |  | 2 | 2 |  | 2 | 0 |  | 0 | 0 |  | 0 | 0 |  | 0 | 0 |  | 0 | 0 |  | 0
249 | 47050457 | 24 | 70 | 1HP, 4P, 90L, 13RPM RIGHT ANGLED FOOT MOUNTED IEC GEARED MOTOR | FOOT MOUNTED 1HP RT.ANGLED HELICAL GEARED MOTOR. GEAR BOX OUTPUT RPM 13 +/- 2%. TORQUE VALUE SHOULD NOT BE LESS THAN 35KGM | NO. | 2 | 0 | 2 | 1 |  | 1 | 1 |  | 1 | 0 |  | 0 | 0 |  | 0 | 0 |  | 0 | 0 |  | 0 | 0 |  | 0 | 0 | 1 | 0 | 0
250 | 47050299 | 24 | 70 | 1.5HP, 4P, 90L, 17RPM RIGHT ANGLED FOOT MOUNTED IEC GEARED MOTOR WITH BRAKE | GEARED MOTOR CONFORMING TO FOLLOWING SPECIFICATION; HELICAL GEARED MOTOR FOOT MOUNTED PARALLEL DRIVE MOTOR 1.5HP, 4POLE, CLASS F INSULATED, FRAME 90 WITH ELECTROMAGNETIC BRAKE. THE GEARED MOTOR OUTPUT RPM - 17RPM +/-1. THE OUTPUT TORQUE SHOULD NOT BE LESS THAN 50KGM.THE DIMENSIONAL DETAILS SHALL BE AS PER DRG.NO.RWF/EL/WSC/2010-013 | NO. | 2 | 6 | 2 | 0 |  | 0 | 2 |  | 2 | 0 |  | 0 | 0 |  | 0 | 0 |  | 0 | 0 |  | 0 | 0 |  | 0
251 | 47050706 | 24 | 70 | 1.5HP, 6P, 90L, FOOT MOUNTED SQ CAGE INDUCTION MOTOR | TEFC SQ CAGE INDUCTION FOOT MOUNTED MOTOR 1.5HP, 6POLE, 415V, 3PH, 50 HZ AC, CLASS "F" INSULATED,CONTINUOUSLY RATED, FRAME SIZE 90L | NO. | 2 | 0 | 1 | 1 |  | 1 | 0 |  | 0 | 0 |  | 0 | 0 |  | 0 | 0 |  | 0 | 0 |  | 0 | 0 |  | 0 | 2 | 0 | 2 | 0
252 | 47050469 | 24 | 70 | 1.5HP, 4P, 90L, 22RPM RIGHT ANGLED FOOT MOUNTED IEC GEARED MOTOR | RIGHT ANGLED FOOT MOUNTED GEARED MOTOR. MOTOR:USED SHALL BE FLANGE MOUNTED SQUIRREL CAGE INDUCTION,HP 1.5; INS CLASS F; CONFIRMING TO IS:325. SIMILAR TO MODEL NO.HFS40-D90S4 OF POWER BUILD MAKE. GEAR BOX: MOUNTING UNIVERSAL; GEAR HELIWORM; OUTPUT RPM: 22+/-5%;TORQUE NOT LESS THAN:33KGM | NO. | 2 | 16 | 2 | 1 |  | 1 | 1 |  | 1 | 0 |  | 0 | 0 |  | 0 | 0 |  | 0 | 0 |  | 0 | 0 |  | 0
253 | 47050226 | 24 | 70 | 1.5HP, 6P, 90L, FLANGE MOUNTED SQ CAGE INDUCTION MOTOR WITH BRAKE | TEFC SQ CAGE INDUCTION MOTOR 1.5HP,6 POLE, CLASS 'F' INSULATION, 415V, 3PH, FLANGE MOUNTED, FRAME SIZE 90 WITH DC OPERATED ELECTROMAGNETIC BRAKE | NO. | 4 | 3 | 4 | 1 |  | 1 | 3 |  | 3 | 0 |  | 0 | 0 |  | 0 | 0 |  | 0 | 0 |  | 0 | 0 |  | 0
254 | 47050640 | 24 | 70 | 2HP, 4P, 90L, FACE MOUNTED SQ CAGE INDUCTION MOTOR | 2HP, 4P, 90L SQ CAGE INDUCTION MOTOR, MOUNTING :FACE MOUNTED | NO. | 12 | 8 | 12 | 0 |  | 0 | 4 |  | 4 | 8 |  | 8 | 0 |  | 0 | 0 |  | 0 | 0 |  | 0 | 0 |  | 0
255 | 47050720 | 24 | 70 | 2HP, 4P, 90L, FOOT MOUNTED SQ CAGE INDUCTION MOTOR | 2HP, 4P, 90L SQ CAGE INDUCTION MOTOR, MOUNTING :FOOT MOUNTED | NO. | 4 | 2 | 4 | 1 |  | 1 | 2 |  | 2 | 1 |  | 1 | 0 |  | 0 | 0 |  | 0 | 0 |  | 0 | 0 |  | 0
256 | 47050639 | 24 | 70 | 2HP, 4P, 90L, FLANGE MOUNTED SQ CAGE INDUCTION MOTOR | 2HP,4P,90L SQ CAGE INDUCTION MOTOR, MOUNTING :FLANGE MOUNTED | NO. | 10 | 6 | 7 | 1 |  | 1 | 6 |  | 6 | 0 |  | 0 | 0 |  | 0 | 0 |  | 0 | 0 |  | 0 | 0 |  | 0
257 | 47050214 | 24 | 70 | 2HP, 4P, 90L, FLANGE MOUNTED SQ CAGE INDUCTION MOTOR WITH BRAKE | 2HP TEFC BRAKE INDUCTION MOTOR, FRAME SIZE 90, 4POLE, 415V,3PH,50HZ, CLASS OF INSULATION 'F',CONTINUOUSLY RATED FLANGE MOUNTED WITH ELECTORMAGNETIC DC BRAKE | NO. | 4 | 4 | 4 | 2 |  | 2 | 1 |  | 1 | 1 |  | 1 | 0 |  | 0 | 0 |  | 0 | 0 |  | 0 | 0 |  | 0
258 | 47050147 | 24 | 70 | 2HP, 6P, 100L, FLANGE MOUNTED SQ CAGE INDUCTION MOTOR | 2HP, 6 POLE, 100L SQ CAGE INDUCTION MOTOR, MOUNTING :FLANGE MOUNTED | NO. | 4 | 4 | 2 | 0 |  | 0 | 2 |  | 2 | 0 |  | 0 | 0 |  | 0 | 0 |  | 0 | 0 |  | 0 | 0 |  | 0
259 | 47050251 | 24 | 70 | 2HP, 4P, 160L, FLANGE MOUNTED SQ CAGE INDUCTION MOTOR | TEFC SQ CAGE INDUCTION MOTOR FLANGE MOUNTED, 2HP, 415V, 3PH,50 HZ AC, 4POLE | NO. | 2 | 2 | 2 | 0 |  | 0 | 2 |  | 2 | 0 |  | 0 | 0 |  | 0 | 0 |  | 0 | 0 |  | 0 | 0 |  | 0
260 | 47050883 | 24 | 10 | 2HP, 4P, 90L, 29RPM RIGHT ANGLED FOOT MOUNTED IEC GEARED MOTOR | RIGHT ANGLED FOOT MOUNTED IEC GEARED MOTOR-29 RPM MOTOR, NO. OF POLES- 4, MINIMUM RATED OUTPUT- 1.5KW/2HP | NO. | 12 | 8 | 12 | 4 |  | 4 | 0 |  | 0 | 8 |  | 8 | 0 |  | 0 | 0 |  | 0 | 0 |  | 0 | 0 |  | 0
261 | 47050846 | 24 | 70 | 3HP, 4P, 100L, FOOT MOUNTED SQ CAGE INDUCTION MOTOR | 3HP, 4P, 100L, FOOT MOUNTED SQ CAGE INDUCTION MOTOR | NO. | 2 | 1 | 1 | 1 |  | 1 | 0 |  | 0 | 0 |  | 0 | 0 |  | 0 | 0 |  | 0 | 0 |  | 0 | 0 |  | 0
262 | 47050056 | 24 | 70 | 3HP, 4P, 100L, FACE MOUNTED SQ CAGE INDUCTION MOTOR | 3HP, 4P, 100L, FACE MOUNTED SQ CAGE INDUCTION MOTOR | NO. | 4 | 2 | 3 | 0 |  | 0 | 3 |  | 3 | 0 |  | 0 | 0 |  | 0 | 0 |  | 0 | 0 |  | 0 | 0 |  | 0
263 | 47050238 | 24 | 70 | 3HP, 4P, 100L, FLANGE MOUNTED SQ CAGE INDUCTION MOTOR | 3HP, 4P, 100L, FLANGE MOUNTED SQ CAGE INDUCTION MOTOR | NO. | 5 | 1 | 5 | 0 |  | 0 | 3 |  | 3 | 2 |  | 2 | 0 |  | 0 | 0 |  | 0 | 0 |  | 0 | 0 |  | 0
264 | 47050913 | 24 | 70 | 3HP, 6P, 112M, FLANGE MOUNTED SQ CAGE INDUCTION MOTOR | 3HP, 6P, 112M, FLANGE MOUNTED SQ CAGE INDUCTION MOTOR | NO. | 2 | 0 | 0 | 0 |  | 0 | 0 |  | 0 | 0 |  | 0 | 0 |  | 0 | 0 |  | 0 | 0 |  | 0 | 0 |  | 0 | 0 | 2 | 0 | 0
265 | 47040014 | 24 | 70 | 3HP, 4P, 100L, 30RPM RIGHT ANGLED FOOT MOUNTED IEC GEARED MOTOR | RIGHT ANGLE HELIWORM GEARED MOTOR 3HP, 415V,3PH,CLASS 'F' INSULATION, OUTPUT RPM-30 +/- 1RPM,OUTPUT TORQUE-55.15KGM +/- 5, UNIVERSAL MOUNTING. OUTPUT SHAFT DIA:50MM +/- 0.1MM, PROVISION FOR CHANGING THE OUTPUT SHAFT TOWARDS RIGHT ANGLE OR LEFT ANGLE | NO. | 2 | 0 | 2 | 1 |  | 1 | 1 |  | 1 | 0 |  | 0 | 0 |  | 0 | 0 |  | 0 | 0 |  | 0 | 0 |  | 0 | 1 | 1 | 3 | 0
266 | 47050020 | 24 | 70 | 3HP, 4P, 100L, 48RPM RIGHT ANGLED FOOT MOUNTED IEC GEARED MOTOR | RIGHT ANGLED FOOT MOUNTED IEC GEARED MOTOR-48RPM MOTOR, 3HP | NO. | 4 | 0 | 4 | 1 |  | 1 | 3 |  | 3 | 0 |  | 0 | 0 |  | 0 | 0 |  | 0 | 0 |  | 0 | 0 |  | 0
267 | 47050019 | 24 | 70 | 3HP, 4P, 100L, 72RPM RIGHT ANGLED FOOT MOUNTED IEC GEARED MOTOR | RIGHT ANGLED FOOT MOUNTED IEC GEARED MOTOR-72RPM MOTOR | NO. | 10 | 24 | 10 | 4 |  | 4 | 6 |  | 6 | 0 |  | 0 | 0 |  | 0 | 0 |  | 0 | 0 |  | 0 | 0 |  | 0
268 | 47050615 | 24 | 70 | 5HP, 4P, 112M, FOOT MOUNTED SQ CAGE INDUCTION MOTOR | 5HP, 4P, 112M, FOOT MOUNTED SQ CAGE INDUCTION MOTOR | NO. | 4 | 7 | 4 | 2 |  | 2 | 1 |  | 1 | 1 |  | 1 | 0 |  | 0 | 0 |  | 0 | 0 |  | 0 | 0 |  | 0
269 | 43100089 | 24 | 70 | 5HP, 4P, 112M, FOOT MOUNTED SQ CAGE INDUCTION MOTOR | 5HP, 4P, 112M, FOOT MOUNTED SQ CAGE INDUCTION MOTOR | NO. | 2 | 2 | 2 | 0 |  | 0 | 1 |  | 1 | 1 |  | 1 | 0 |  | 0 | 0 |  | 0 | 0 |  | 0 | 0 |  | 0
270 | 47050860 | 24 | 70 | 5HP, 4 P, 112M, FOOT MOUNTED SQ CAGE INDUCTION MOTOR WITH BRAKE | TEFC SQ CAGE INDUCTION MOTOR 5HP, 4 POLE, CLASS 'F' INSULATION, 415V,3PH, FOOT MOUNTED, FRAME SIZE 112M WITH DC OPERATED ELECTROMAGNETIC BRAKE OF MINIMUM BRAKING CAPACITY OF 5KGM | NO. | 2 | 0 | 2 | 1 |  | 1 | 0 |  | 0 | 1 |  | 1 | 0 |  | 0 | 0 |  | 0 | 0 |  | 0 | 0 |  | 0 | 0 | 2 | 0 | 0
271 | 47050664 | 24 | 70 | 5HP, 2P, 100L, FOOT MOUNTED SQ CAGE INDUCTION MOTOR | 5HP, 2P, 100L, FOOT MOUNTED SQ CAGE INDUCTION MOTOR | NO. | 2 | 7 | 2 | 2 |  | 2 | 0 |  | 0 | 0 |  | 0 | 0 |  | 0 | 0 |  | 0 | 0 |  | 0 | 0 |  | 0 | 2 | 2 | 2 | 0
272 | 47050676 | 24 | 70 | 5HP, 6P, 132S, FOOT MOUNTED SQ CAGE INDUCTION MOTOR | 5HP, 6P, 132S, FOOT MOUNTED SQ CAGE INDUCTION MOTOR | NO. | 4 | 3 | 4 | 2 |  | 2 | 2 |  | 2 | 0 |  | 0 | 0 |  | 0 | 0 |  | 0 | 0 |  | 0 | 0 |  | 0
273 | 47050731 | 24 | 70 | 5HP, 6P, 132S, FOOT MOUNTED, CRANE DUTY SQ CAGE INDUCTION MOTOR | TEFC 5 HP/3.7KW,S1 CRANE DUTY SQUIRREL CAGE INDUCTION MOTOR,415V, 3PH, 50HZ AC,6POLE,FRAME 132S, CLASS 'F' INSULATED FOOT MOUNTED | NO. | 2 | 1 | 2 | 2 |  | 2 | 0 |  | 0 | 0 |  | 0 | 0 |  | 0 | 0 |  | 0 | 0 |  | 0 | 0 |  | 0
274 | 47050780 | 24 | 70 | 7.5HP,2P, 132S, FOOT MOUNTED SQ CAGE INDUCTION MOTOR | 7.5HP,2P, 132S, FOOT MOUNTED SQ CAGE INDUCTION MOTOR | NO. | 3 | 3 | 2 | 2 |  | 2 | 0 |  | 0 | 0 |  | 0 | 0 |  | 0 | 0 |  | 0 | 0 |  | 0 | 0 |  | 0
275 | 47050330 | 24 | 70 | 7.5HP, 4P, 132S, FOOT CUM FLANGE MOUNTED SQ CAGE INDUCTION MOTOR | 7.5HP, 4P, 132S, FOOT CUM FLANGE MOUNTED SQ CAGE INDUCTION MOTOR | NO. | 2 | 1 | 2 | 2 |  | 2 | 0 |  | 0 | 0 |  | 0 | 0 |  | 0 | 0 |  | 0 | 0 |  | 0 | 0 |  | 0
276 | 47050925 | 24 | 70 | 7.5HP, 4P, 132S, FOOT MOUNTED SQ CAGE INDUCTION MOTOR | 7.5HP, 4P, 132S, FOOT MOUNTED SQ CAGE INDUCTION MOTOR | NO. | 4 | 4 | 4 | 0 |  | 0 | 4 |  | 4 | 0 |  | 0 | 0 |  | 0 | 0 |  | 0 | 0 |  | 0 | 0 |  | 0
277 | 47050688 | 24 | 70 | 7.5HP,6P,132M,FOOT MOUNTED SQ CAGE INDUCTION MOTOR | 7.5HP,6P,132M,FOOT MOUNTED SQ CAGE INDUCTION MOTOR | NO. | 2 | 0 | 2 | 1 |  | 1 | 0 |  | 0 | 1 |  | 1 | 0 |  | 0 | 0 |  | 0 | 0 |  | 0 | 0 |  | 0 | 2 | 1 | 2 | 0
278 | 47050100 | 24 | 70 | 10HP, 4P, 132M, FOOT MOUNTED SQ CAGE INDUCTION MOTOR | 10HP, 4P, 132M, FOOT MOUNTED SQ CAGE INDUCTION MOTOR | NO. | 4 | 0 | 3 | 1 |  | 1 | 1 |  | 1 | 1 |  | 1 | 0 |  | 0 | 0 |  | 0 | 0 |  | 0 | 0 |  | 0
279 | 47050792 | 24 | 70 | 10HP, 4P, 132M, FOOT MOUNTED SQ CAGE INDUCTION MOTOR WITH BRAKE | 10HP, 4P, 132M, FOOT MOUNTED SQ CAGE INDUCTION MOTOR WITH BRAKE | NO. | 6 | 1 | 6 | 1 |  | 1 | 5 |  | 5 | 0 |  | 0 | 0 |  | 0 | 0 |  | 0 | 0 |  | 0 | 0 |  | 0
280 | 47050081 | 24 | 70 | 10HP, 4P, 132M FOOT CUM FLANGE MOUNTED SQ CAGE INDUCTION MOTOR | 10HP, 4P, 132M FOOT CUM FLANGE MOUNTED SQ CAGE INDUCTION MOTOR | NO. | 4 | 3 | 4 | 0 |  | 0 | 2 |  | 2 | 2 |  | 2 | 0 |  | 0 | 0 |  | 0 | 0 |  | 0 | 0 |  | 0
281 | 47050949 | 24 | 70 | 10HP, 6P, 160 M, FOOT MOUNTED SQ CAGE INDUCTION MOTOR | 10HP, 6P, 160 M, FOOT MOUNTED SQ CAGE INDUCTION MOTOR | NO. | 2 | 1 | 2 | 0 |  | 0 | 2 |  | 2 | 0 |  | 0 | 0 |  | 0 | 0 |  | 0 | 0 |  | 0 | 0 |  | 0
282 | 47050068 | 24 | 70 | 10HP/15HP, 8P/4P, 160L FOOT MOUNTED SQ CAGE INDUCTION MOTOR | TEFC SQ CAGE INDUCTION DUAL SPEED ELECTRIC MOTOR 7.5/ 10.5KW, 750/1500 RPM, FOOT MOUNTING, INSULATION CLASS ?F?, DUTY S1, FRAME 160L, 415V, 3PHASE, 50HZ | NO. | 2 | 0 | 2 | 0 |  | 0 | 0 |  | 0 | 2 |  | 2 | 0 |  | 0 | 0 |  | 0 | 0 |  | 0 | 0 |  | 0 | 2 | 0 | 2 | 0
283 | 47050755 | 24 | 70 | 15HP, 2P, 160M, FOOT MOUNTED SQ CAGE INDUCTION MOTOR | 15HP, 2P, 160 M, FOOT MOUNTED SQ CAGE INDUCTION MOTOR | NO. | 2 | 1 | 1 | 1 |  | 1 | 0 |  | 0 | 0 |  | 0 | 0 |  | 0 | 0 |  | 0 | 0 |  | 0 | 0 |  | 0
284 | 47050834 | 24 | 70 | 15HP, 4P, 160 M, FOOT MOUNTED SQ CAGE INDUCTION MOTOR | 15HP, 4P, 160 M, FOOT MOUNTED SQ CAGE INDUCTION MOTOR | NO. | 2 | 0 | 2 | 2 |  | 2 | 0 |  | 0 | 0 |  | 0 | 0 |  | 0 | 0 |  | 0 | 0 |  | 0 | 0 |  | 0
285 | 47050767 | 24 | 70 | 15HP, 6P, 160L, FOOT MOUNTED SQ CAGE INDUCTION MOTOR | 15HP, 6P, 160L, FOOT MOUNTED SQ CAGE INDUCTION MOTOR | NO. | 2 | 6 | 2 | 0 |  | 0 | 2 |  | 2 | 0 |  | 0 | 0 |  | 0 | 0 |  | 0 | 0 |  | 0 | 0 |  | 0
286 | 47050196 | 24 | 70 | 20HP, 2P, 160M, FOOT MOUNTED SQ CAGE INDUCTION MOTOR | 20HP, 2P, 160 M, FOOT MOUNTED SQ CAGE INDUCTION MOTOR | NO. | 4 | 3 | 4 | 1 |  | 1 | 2 |  | 2 | 1 |  | 1 | 0 |  | 0 | 0 |  | 0 | 0 |  | 0 | 0 |  | 0
287 | 47050263 | 24 | 70 | 20HP, 4P, 160L, FOOT CUM FLANGE MOUNTED SQ CAGE INDUCTION MOTOR | 20HP, 4P, 160L, FOOT MOUNTED SQ CAGE INDUCTION MOTOR, FOOT CUM FLANGE MOUNTED | NO. | 2 | 1 | 2 | 1 |  | 1 | 1 |  | 1 | 0 |  | 0 | 0 |  | 0 | 0 |  | 0 | 0 |  | 0 | 0 |  | 0
288 | 47050202 | 24 | 70 | 25HP, 2P, 160L, FOOT MOUNTED SQ CAGE INDUCTION MOTOR | 25HP, 2P, 160 L, FOOT MOUNTED SQ CAGE INDUCTION MOTOR | NO. | 2 | 0 | 1 | 1 |  | 1 | 0 |  | 0 | 0 |  | 0 | 0 |  | 0 | 0 |  | 0 | 0 |  | 0 | 0 |  | 0 | 0 | 0 | 3 | 0
289 | 47050743 | 24 | 70 | 25HP, 4P, 180M, FOOT MOUNTED SQ CAGE INDUCTION MOTOR | TEFC SQ CAGE INDUCTION INDUCTION FOOT MOUNTED MOTOR 25HP,415V, 3Ph, 50Hz AC,4pole,FRAME SIZE 180M | NO. | 2 | 1 | 2 | 1 |  | 1 | 0 |  | 0 | 1 |  | 1 | 0 |  | 0 | 0 |  | 0 | 0 |  | 0 | 0 |  | 0
290 | 47050512 | 24 | 70 | 25HP, 6P, 200L, FOOT MOUNTED SQ CAGE INDUCTION MOTOR | TOTALY ENCLOSED FAN COOLED SQ.CAGE INDUCTION MOTOR 25 HP OF FRAME SIZE 200L, 6POLE,CLASS F INSULATED,415VOLTS 3PHASE, FOOT MOUNTED, MINIMUM ENERGY EFFICIENT IE-2 | NO. | 2 | 1 | 2 | 1 |  | 1 | 1 |  | 1 | 0 |  | 0 | 0 |  | 0 | 0 |  | 0 | 0 |  | 0 | 0 |  | 0 | 0 | 0 | 1 | 0
291 | 47050652 | 24 | 70 | 30HP, 4P, 180L, FOOT MOUNTED SQ CAGE INDUCTION MOTOR | TEFC SQ CAGE INDUCTION HORIZONTAL FOOT MOUNTED MOTOR 30HP, 4POLE, 415V,3PH,50HZ AC, CLASS 'F' INSULATED CONTINUOUSLY RATED FRAME SIZE 180L | NO. | 2 | 0 | 2 | 1 |  | 1 | 0 |  | 0 | 1 |  | 1 | 0 |  | 0 | 0 |  | 0 | 0 |  | 0 | 0 |  | 0
292 | 47050159 | 24 | 70 | 30HP, 8P, 225M, FOOT MOUNTED SQ CAGE INDUCTION MOTOR | TEFC FOOT MOUNTED SQ CAGE INDUCTION MOTOR 30HP,415V 3PH 750RPM, CLASS 'B' INSULATED, FRAME SIZE 225M. SUITABLE FOR FAN APPLICATION | NO. | 2 | 1 | 2 | 1 |  | 1 | 0 |  | 0 | 1 |  | 1 | 0 |  | 0 | 0 |  | 0 | 0 |  | 0 | 0 |  | 0
293 | 47050160 | 24 | 70 | 40HP, 4P, 200L, FOOT MOUNTED SQ CAGE INDUCTION MOTOR | TEFC SQ CAGE INDUCTION MOTOR FOOT MOUNTED, 40HP, 415V, 3PH, 50HZ AC, 4POLE, FRAME SIZE 200L, MINIMUM EFFICIENCY CLASS IE3 | NO. | 2 | 3 | 2 | 0 |  | 0 | 1 |  | 1 | 1 |  | 1 | 0 |  | 0 | 0 |  | 0 | 0 |  | 0 | 0 |  | 0
294 | 47050070 | 24 | 70 | 50HP, 4P, 225S FOOT MOUNTED SQ CAGE INDUCTION MOTOR | TEFC SQ.CAGE INDUCTION MOTOR FOOT MOUNTED, 50HP,4POLE, 415V AC 3PH 50HZ CLASS "F" INSULATED, S1 DUTY FRAME SIZE 225S WITH TERMINAL BLOCK ON TOP SIDE | NO. | 4 | 2 | 4 | 1 |  | 1 | 0 |  | 0 | 3 |  | 3 | 0 |  | 0 | 0 |  | 0 | 0 |  | 0 | 0 |  | 0
295 | 47050111 | 24 | 70 | 60HP, 4P, 225M, FLANGE MOUNTED SQ CAGE INDUCTION MOTOR | SQ.CAGE INDUCTION MOTOR 60HP,4POLE 415V AC 3PH 50HZ CLASS 'F'INSULATED FRAME SIZE 225M FOOT MOUNTED TEFC | NO. | 2 | 1 | 1 | 1 |  | 1 | 0 |  | 0 | 0 |  | 0 | 0 |  | 0 | 0 |  | 0 | 0 |  | 0 | 0 |  | 0
296 | 43900069 | 24 | 70 | SERVO MOTOR, INPUT SIGNAL 4-20MA, SUPPLY VOLTAGE 110/120V AC | SERVO MOTOR LOW TORQUE, INPUT SIGNAL 4-20MA, SUPPLY VOLTAGE 110/120V AC, 50/60HZ, TORQUE 220LBS/INCH, ADJUSTABLE SPAN DEAD BAND 1.2 T 04.8% ADJUSTABLE TRAVEL 90 DEGREE | NO. | 2 | 0 | 1 | 0 |  | 0 | 1 |  | 1 | 0 |  | 0 | 0 |  | 0 | 0 |  | 0 | 0 |  | 0 | 0 |  | 0 | 0 | 2 | 0 | 0
297 | 47050172 | 24 | 70 | 19KW, 6P, 225M, FOOT MOUNTED SLIP RING INDUCTION MOTOR | SLIP RING INDUCTION MOTOR 19KW, FOOT MOUNTED, 6 POLE, FRAME 225M (SPELLING MISTAKE) | NO. | 2 | 0 | 2 | 2 |  | 2 | 0 |  | 0 | 0 |  | 0 | 0 |  | 0 | 0 |  | 0 | 0 |  | 0 | 0 |  | 0
298 | 47050184 | 24 | 70 | 25KW, 6P, 225MA, FOOT MOUNTED SLIP RING INDUCTION MOTOR | SLIPRING INDUCTION MOTOR 25KW, FOOT MOUNTED,6POLE, FRAME 225MA | NO. | 2 | 1 | 2 | 2 |  | 2 | 0 |  | 0 | 0 |  | 0 | 0 |  | 0 | 0 |  | 0 | 0 |  | 0 | 0 |  | 0
299 | 47050287 | 24 | 70 | 49KW TO 53KW, 10P, 315M, FOOT MOUNTED SLIP RING INDUCTION MOTOR | TEFC SLIPRING CRANE DUTY MOTOR, 49KW TO 53KW, 10POLE, 585 RPM, FRAME 315M | NO. | 2 | 0 | 2 | 2 |  | 2 | 0 |  | 0 | 0 |  | 0 | 0 |  | 0 | 0 |  | 0 | 0 |  | 0 | 0 |  | 0
300 | 47050275 | 24 | 70 | 94KW, 10P, 315M, FOOT MOUNTED SLIP RING INDUCTION MOTOR | SLIPRING INDUCTION MOTOR, CRANE DUTY, FOOT MOUNTED CLASS F INSULATION, 94KW/ 593RPM, 3PH, 415V, 50HZ ROTOR VOLT375, ROTOR AMP145, FULL LOAD CURRENT 190A. S3 DUTY | NO. | 2 | 0 | 1 | 1 |  | 1 | 0 |  | 0 | 0 |  | 0 | 0 |  | 0 | 0 |  | 0 | 0 |  | 0 | 0 |  | 0 | 1 | 1 | 0 | 0
301 | 47420546 | 24 | 70 | SET OF SLIP RING BRUSH HOLDER FOR 22KW SLIPRING INDUCTION MOTOR | SET OF SLIPRING BRUSH HOLDERS TO EXACTLY SUIT THE NGEF SLIPRING INDUCTION MOTOR TYPE AMKW 250 M6R 22 KW CAPACITY 980 RPM | NO. | 3 | 0 | 0 | 0 |  | 0 | 0 |  | 0 | 0 |  | 0 | 0 |  | 0 | 0 |  | 0 | 0 |  | 0 | 0 |  | 0 | 0 | 2 | 0 | 0
302 | 47420558 | 24 | 70 | SET OF SLIP RING BRUSH HOLDER FOR 94KW SLIPRING INDUCTION MOTOR | SET OF SLIP RING BRUSH HOLDER TO EXACTLY SUIT THE N G E F SLIPRING INDUCTION MOTOR TYPE AMKW 355 LIOR 94.75 KW CAP. 980 RPM | NO. | 3 | 0 | 0 | 0 |  | 0 | 0 |  | 0 | 0 |  | 0 | 0 |  | 0 | 0 |  | 0 | 0 |  | 0 | 0 |  | 0 | 0 | 2 | 2 | 0
303 | 42509014 | 24 | 70 | EXHAUST FAN HEAVY DUTY 380MM SWEEP | EXHAUST FAN HEAVY DUTY 380MM SWEEP, WITH SINGLE PHASE 230V, 50HZ,4POLE, 150WATTS, SQ CAGE INDUCTION MOTOR | NO. | 10 | 13 | 4 | 0 |  | 0 | 4 |  | 4 | 0 |  | 0 | 0 |  | 0 | 0 |  | 0 | 0 |  | 0 | 0 |  | 0
304 | 42502019 | 24 | 70 | EXHAUST FAN HEAVY DUTY 450MM SWEEP, 410W, 50HZ AC SINGLE PHASE | EXHAUST FAN HEAVY DUTY 450MM SWEEP, 410W, 50HZ AC SINGLE PHASE | NO. | 5 | 11 | 5 | 1 |  | 1 | 4 |  | 4 | 0 |  | 0 | 0 |  | 0 | 0 |  | 0 | 0 |  | 0 | 0 |  | 0
305 | 42509026 | 24 | 70 | EXHAUST FAN HEAVY DUTY 610MM SWEEP | EXHAUST FAN HEAVY DUTY 610MM +/-10 MM SWEEP WITH 3PH 415V, 50HZ 900RPM +/- 100 RPM, 500W +/- 50 W SQ CAGE INDUCTION MOTOR | NO. | 2 | 3 | 0 | 0 |  | 0 | 0 |  | 0 | 0 |  | 0 | 0 |  | 0 | 0 |  | 0 | 0 |  | 0 | 0 |  | 0
306 | 42500035 | 24 | 70 | TUBE AXIAL FLOW FAN | TUBE AXIAL FLOW FAN AS PER DRG NO.RWF/EL/WSC/A3/2011-003 | NO. | 2 | 1 | 0 | 0 |  | 0 | 0 |  | 0 | 0 |  | 0 | 0 |  | 0 | 0 |  | 0 | 0 |  | 0 | 0 |  | 0
307 | 47050093 | 24 | 70 | DC TACHOGENERATOR FOR CRANE LT | DC TACHOGENERATOR FOR CRANE LT | NO. | 8 | 6 | 2 | 2 |  | 2 | 0 |  | 0 | 0 |  | 0 | 0 |  | 0 | 0 |  | 0 | 0 |  | 0 | 0 |  | 0
308 | 47050779 | 24 | 70 | DC PERMANENT MAGNET TACHOGENERATOR | DC PERMANENT MAGNET TACHOGENERATOR | NO. | 5 | 5 | 2 | 2 |  | 2 | 0 |  | 0 | 0 |  | 0 | 0 |  | 0 | 0 |  | 0 | 0 |  | 0 | 0 |  | 0
309 | 47050901 | 24 | 70 | BEARING FLANGE PART NO.3605805009 FOR HF GRINDER | BEARING FLANGE PART NO.3605805009 FOR HF GRINDER OF BOSCH GERMANY MAKE MODEL NO HF0602240136 | NO. | 6 | 3 | 6 | 0 |  | 0 | 0 |  | 0 | 6 |  | 6 | 0 |  | 0 | 0 |  | 0 | 0 |  | 0 | 0 |  | 0
310 | 47020052 | 24 | 70 | BEARING FLANGE PART NO.3607031292 FOR HF GRINDER | BEARING FLANGE PART NO.3607031292 FOR HF GRINDER OF BOSCH GERMANY MAKE MODEL NO. 0602240136 | NO. | 10 | 0 | 10 | 0 |  | 0 | 0 |  | 0 | 10 |  | 10 | 0 |  | 0 | 0 |  | 0 | 0 |  | 0 | 0 |  | 0
311 | 47050822 | 24 | 70 | GRINDING SPINDLE FOR HF GRINDER | GRINDING SPINDLE PART NO. 3606120009 FOR HF GRINDER OF BOSCH GERMANY MAKE MODEL NO.HF 0602240136 | NO. | 10 | 0 | 5 | 0 |  | 0 | 0 |  | 0 | 5 |  | 5 | 0 |  | 0 | 0 |  | 0 | 0 |  | 0 | 0 |  | 0
312 | 47050810 | 24 | 70 | MATCHING SET OF TOOTHED GEAR FOR HF GRINDER | MATCHING SET OF TOOTHED GEAR FOR HF GRINDER OF BOSCH GERMANY MAKE MODEL NO. HF 0602240136 | NO. | 20 | 1 | 15 | 0 |  | 0 | 0 |  | 0 | 15 |  | 15 | 0 |  | 0 | 0 |  | 0 | 0 |  | 0 | 0 |  | 0
313 | 47050603 | 24 | 70 | ROTOR FOR HF GRINDER | ROTOR PART NO.3604080025 FOR HF GRINDER OF BOSCH GERMANY MADE MODEL NO.HF 0602240136 | NO. | 10 | 1 | 5 | 0 |  | 0 | 0 |  | 0 | 5 |  | 5 | 0 |  | 0 | 0 |  | 0 | 0 |  | 0 | 0 |  | 0
314 | 56100045 | 24 | 70 | SENSOR ASSEMBLY FOR BHN SYSTEM | SENSOR ASSEMBLY FOR BHN SYSTEM AS PER DRAWINGS- 703710110010, 703710110040, 703710110050, 703710110070, 703710110080, 703710110090, 703710110020, 703710110030, 703710110060. THE SENSOR ASSEMBLY SHAL BE SUPPLIED IN ASSEMBLED CNDITION | SET | 4 | 0 | 4 | 0 |  | 0 | 0 |  | 0 | 4 |  | 4 | 0 |  | 0 | 0 |  | 0 | 0 |  | 0 | 0 |  | 0
315 | 47160123 | 24 | 70 | MAGNETIC BOOM WITH COIL | MAGNETIC BOOM WITH COIL AS PER DRG.NO. RWF/EL/WSC/MB/A3-2008001 & RWF/EL/WSC/ MB/A3-2008002 | NO. | 2 | 1 | 1 | 0 |  | 0 | 0 |  | 0 | 1 |  | 1 | 0 |  | 0 | 0 |  | 0 | 0 |  | 0 | 0 |  | 0
316 | 47160070 | 23 | 70 | TRIPPING/CLOSING COIL FOR SIEMENS MAKE VCB TYPE: 3AHO | TRIPPING/CLOSING COIL FOR SIEMENS MAKE VCB TYPE: 3AHO | NO. | 6 | 2 | 4 | 4 |  | 4 | 0 |  | 0 | 0 |  | 0 | 0 |  | 0 | 0 |  | 0 | 0 |  | 0 | 0 |  | 0
317 | 47420455 | 24 | 70 | CLOSING AND TRIPPING MECHANISM FOR SIEMENS MAKE VCB TYPE:3AHO | CLOSING AND TRIPPING MECHANISM FOR SIEMENS MAKE VCB TYPE:3AHO | NO. | 6 | 5 | 4 | 4 |  | 4 | 0 |  | 0 | 0 |  | 0 | 0 |  | 0 | 0 |  | 0 | 0 |  | 0 | 0 |  | 0
318 | 46150067 | 23 | 10 | VACUUM INTERRUPTER FOR SIEMENS MAKE VCB TYPE:3AHO | VACUUM INTERRUPTER TYPE VS12025GB SUITABLE FOR SIEMENS MAKE 12KV, 26.3KA, 1250AMPS 3AH0 TYPE VCB | NO. | 40 | 21 | 40 | 40 |  | 40 | 0 |  | 0 | 0 |  | 0 | 0 |  | 0 | 0 |  | 0 | 0 |  | 0 | 0 |  | 0 | 30 | 36 | 32 | 6
319 | 46150079 | 24 | 70 | 12KV, 26.3K/3SEC, 1250A, VCB OF SIEMENS MAKE TYPE: 3AHO | 12KV, 26.3K/3SEC, 1250A, 3AH0 TYPE VCB ALUMINUM CONTACT ARMS WITH TROLLEY (SUITABLE FOR 88K88 PLUS -600MM WIDTH PANEL) MAKE:SIEMENS | NO. | 6 | 2 | 6 | 6 |  | 6 | 0 |  | 0 | 0 |  | 0 | 0 |  | 0 | 0 |  | 0 | 0 |  | 0 | 0 |  | 0
320 | 46090046 | 24 | 70 | SINGLE PHASE POWER CONTROLLER, 200A | SINGLE PHASE POWER CONTROLLER, 200A, 480V AC | NO. | 4 | 0 | 0 | 0 |  | 0 | 0 |  | 0 | 0 |  | 0 | 0 |  | 0 | 0 |  | 0 | 0 |  | 0 | 0 |  | 0 | 4 | 2 | 2 | 0
321 | 46090010 | 23 | 10 | POWER MODULE, 250A | POWER MODULE SCR/SCR ISOLATED BASE, PHASE CONTROL TYPE, 250A | NO. | 16 | 2 | 0 | 0 |  | 0 | 0 |  | 0 | 0 |  | 0 | 0 |  | 0 | 0 |  | 0 | 0 |  | 0 | 0 |  | 0
322 | 46090071 | 24 | 70 | THREE PHASE POWER CONTROLLER, 400A | THREE PHASE POWER CONTROLLER FOR 250A OUTPUT INDUCTIVE LOAD, STAR CONNECTED WITHOUT NEUTRAL | NO. | 6 | 0 | 6 | 0 |  | 0 | 6 |  | 6 | 0 |  | 0 | 0 |  | 0 | 0 |  | 0 | 0 |  | 0 | 0 |  | 0 | 0 | 0 | 0 | 0
323 | 67900008 | 24 | 70 | SILICON DIODE REVERSE,1600V | SILICON DIODE REVERSE, SINGLE SIDE COOLED THREAD UNF TYPE, 1/2" DIA, 20TPI, PRR 1600V TEMPERATURE 175 Deg. C | NO. | 10 | 0 | 0 | 0 |  | 0 | 0 |  | 0 | 0 |  | 0 | 0 |  | 0 | 0 |  | 0 | 0 |  | 0 | 0 |  | 0 | 0 | 2 | 0 | 0
324 | 46090034 | 24 | 70 | POWER DIODE WITH REVERSE POLARITY TO WORK ON 1000V, CURRENT 350A | POWER DIODE TO WORK ON 1000V. ORDINARY SCREENED TYPE WITH REVERSE POLARITY, MATCHED FORWARD VOLTAGE DROP FOR PARALLEL APPLICATION, CURRENT 350A | NO. | 20 | 26 | 10 | 10 |  | 10 | 0 |  | 0 | 0 |  | 0 | 0 |  | 0 | 0 |  | 0 | 0 |  | 0 | 0 |  | 0
325 | 46090022 | 24 | 70 | POWER DIODE WITH NORMAL POLARITY TO WORK ON 1000V, CURRENT 350A | POWER DIODE TO WORK ON 1000V. ORDINARY SCREENED TYPE WITH NORMAL POLARITY, MATCHED FORWARD VOLTAGE DROP FOR PARALLEL APPLICATION, CURRENT 350A | NO. | 20 | 20 | 10 | 10 |  | 10 | 0 |  | 0 | 0 |  | 0 | 0 |  | 0 | 0 |  | 0 | 0 |  | 0 | 0 |  | 0
326 | 46060029 | 23 | 70 | STAINLESS STEEL, WATER FLOW BUCKETS | STAINLESS STEEL,WATER FLOW BUCKETS AS PER DRAWING NO. WAP/EL/ SK/749 | NO. | 40 | 36 | 40 | 30 |  | 30 | 10 |  | 10 | 0 |  | 0 | 0 |  | 0 | 0 |  | 0 | 0 |  | 0 | 0 |  | 0
327 | 42907597 | 23 | 10 | WATER FLOW SWITCH WITH COMPLETE SET WITH COUNTER WEIGHT ARRANGEMENT | WATER FLOW SWITCH WITH COMPLETE SET HAVING OF 1NO+1NC CONTACT CURRENT RATING OF 5AMPS AT 230VOLTS COUNTER WEIGHT ARRANGEMENT, ALUMINIUM CAST BODY | NO. | 40 | 70 | 26 | 20 |  | 20 | 6 |  | 6 | 0 |  | 0 | 0 |  | 0 | 0 |  | 0 | 0 |  | 0 | 0 |  | 0
328 | 42901017 | 24 | 70 | PENDENT CONTROL STATION 8 PUSH BUTTON | PENDENT CONTROL STATION 8 PUSH BUTTON | NO. | 16 | 4 | 16 | 2 |  | 2 | 8 |  | 8 | 6 |  | 6 | 0 |  | 0 | 0 |  | 0 | 0 |  | 0 | 0 |  | 0
329 | 41077787 | 23 | 10 | PRESSURE SENSITIVE ADHESIVE PVC TAPES GREEN COLOUR | PRESSURE SENSITIVE ADHESIVE PLASTICIZED PVC TAPES GREEEN COLOUR SPECIFICATIONS:GOLDEN PARAMETERS:1)LENGTH OF THE TAPE:10MTRS.2)ISI MARK:YES.3)WIDTH OF THE TAPE:19MM.4)INTERNAL DIAMETER OF THE CORES ON WHICH THE TAPE IS ROOLED:20MM | MTR. | 5000 | 4855 | 4500 | 1000 |  | 1000 | 1000 |  | 1000 | 1000 |  | 1000 | 500 |  | 500 | 500 |  | 500 | 500 |  | 500 | 0 |  | 0 | 8695 | 8737 | 9346 | 0
330 | 41077763 | 23 | 10 | PRESSURE SENSITIVE ADHESIVE PVC TAPES BLUE COLOUR | PRESSURE SENSITIVE ADHESIVE PLASTICIZED PVC TAPES BLUE COLOUR SPECIFICATIONS:GOLDEN PARAMETERS:1)LENGTH OF THE TAPE:10MTRS.2)ISI MARK:YES.3)WIDTH OF THE TAPE:19MM.4)INTERNAL DIAMETER OF THE CORES ON WHICH THE TAPE IS ROOLED:20MM | MTR. | 5000 | 455 | 4500 | 1000 |  | 1000 | 1000 |  | 1000 | 1000 |  | 1000 | 500 |  | 500 | 500 |  | 500 | 500 |  | 500 | 0 |  | 0 | 1211 | 2769 | 2571 | 0
331 | 41077805 | 23 | 10 | PRESSURE SENSITIVE ADHESIVE PVC TAPES MULTI COLOUR | PRESSURE SENSITIVE ADHESIVE PLASTICIZED PVC TAPES MULTI COLOUR SPECIFICATIONS:GOLDEN PARAMETERS:1)LENGTH OF THE TAPE:10MTRS.2)ISI MARK:YES.3)WIDTH OF THE TAPE:19MM.4)INTERNAL DIAMETER OF THE CORES ON WHICH THE TAPE IS ROOLED:20MM | MTR. | 5000 | 101 | 4500 | 1000 |  | 1000 | 1000 |  | 1000 | 1000 |  | 1000 | 500 |  | 500 | 500 |  | 500 | 500 |  | 500 | 0 |  | 0 | 18511 | 13629 | 21330 | 0
332 | 41011466 | 23 | 10 | GLASS EPOXY SHEET | GLASS EPOXY SHEET AS PER DRG.NO.WAP/EL/SK/379R1 | MTR. | 570 | 906 | 570 | 300 |  | 300 | 270 |  | 270 | 0 |  | 0 | 0 |  | 0 | 0 |  | 0 | 0 |  | 0 | 0 |  | 0 | 549 | 570 | 234 | 0
333 | 41078007 | 24 | 10 | INSULATING CHEQUERED RUBBER MAT 3.3KV | INSULATING CHEQUERED RUBBER MAT 3.3KV | MTR. | 50 | 51 | 45 | 15 |  | 15 | 15 |  | 15 | 15 |  | 15 | 0 |  | 0 | 0 |  | 0 | 0 |  | 0 | 0 |  | 0
334 | 41077994 | 23 | 10 | GLASS WOOL TAPE SIZE 1" | GLASS WOOL TAPE SIZE 1" GLASS WOOL TAPE OF SIZE 1" WIDTH ROLLS OF 50MTRS IN LENGTH THICKNESS 0.15MM | MTR. | 60 | 17 | 60 | 10 |  | 10 | 10 |  | 10 | 10 |  | 10 | 10 |  | 10 | 10 |  | 10 | 10 |  | 10 | 0 |  | 0
335 | 40125555 | 24 | 70 | WATER COOLED CABLE FOR EAF | CABLE,WATER COOLED, 28FT CABLE,WATER COOLED | NO. | 18 | 23 | 18 | 18 |  | 18 | 0 |  | 0 | 0 |  | 0 | 0 |  | 0 | 0 |  | 0 | 0 |  | 0 | 0 |  | 0
336 | 40125543 | 23 | 10 | WATER COOLED CABLE FOR SPRUEWASH | WATER COOLED CABLE FOR ARC AIR GOUGING AS PER DRAWING NO.RWF/EL/682 REV 2 | NO. | 24 | 42 | 24 | 0 |  | 0 | 24 |  | 24 | 0 |  | 0 | 0 |  | 0 | 0 |  | 0 | 0 |  | 0 | 0 |  | 0
337 | 40124873 | 24 | 70 | BUTYL RUBBER 2.5SQMM, 12 CORE CABLE FOR EOT CRANE | BUTYL RUBBER 2.5SQMM, 12 CORE "MULTISTRAND CABLE FLEXIBLE 2.5SQ.MM,12 CORE 1.1KV GRADE BUTYL RUBBER/EP RUBBER,INSULATED, INDIVIDUALLY INSULATED AND PCP OVERALL SHEATHED, WITH ANNEALED TINNED COPPER CONDUCTORS FOR CRANE REELING DRUMS | MTR. | 100 | 203 | 100 | 100 |  | 100 | 0 |  | 0 | 0 |  | 0 | 0 |  | 0 | 0 |  | 0 | 0 |  | 0 | 0 |  | 0
338 | 40056259 | 24 | 70 | BUTYL RUBBER 25SQMM, 3 CORE CABLE FOR EOT CRANE | MULTISTRAND CABLE FLEXIBLE 25SQMM,3CORE 1.1KV GRADE BUTYL RUBBER/EP RUBBER INSULATED,INDIVIDUALLY INSULATED AND PCP OVERALL SHEATHED WITH ANNEALED TINNED COPPER CONDUCTORS FOR CRANE REELING DRUMS | MTR. | 200 | 221 | 200 | 200 |  | 200 | 0 |  | 0 | 0 |  | 0 | 0 |  | 0 | 0 |  | 0 | 0 |  | 0 | 0 |  | 0
339 | 40124757 | 24 | 70 | BUTYL RUBBER 50SQMM,2 CORE CABLE FOR EOT CRANE | MULTISTRAND CABLE FLEXIBLE IN LENGTH OF 28.5 MTRS OR IN MULTIPLES THERE OF AS A CONTINUOUS LENGTH BUTYL RUBBER/EP RUBBER INSULATED AND PCP OVERALL SHEATHED,WITH ANNEALED TINNED COPPER CONDUCTORS.THE SIZE OF CONDUCTORS SHALL NOT BE MORE THAN 0.4 MM.THE CABLE SHALL BE 50 SQ MM, 2CORE, 1.1KV GRADE FOR EOT CRANE TRAILING APPLICATION | MTR. | 86 | 0 | 86 | 86 |  | 86 | 0 |  | 0 | 0 |  | 0 | 0 |  | 0 | 0 |  | 0 | 0 |  | 0 | 0 |  | 0 | 0 | 86 | 86 | 0
340 | 40124861 | 24 | 10 | BUTYL RUBBER 70SQMM, 2 CORE CABLE FOR EOT CRANE | MULTISTRAND CABLE FLEXIBLE IN LENGTH OF 30 MTRS OR IN MULTIPLES THERE OF AS A CONTINOUS LENGTH BUTYL RUBBER / EP RUBBER INSULATED AND PCP OVERALL SHEATHED, WITH ANNEALED TINNED COPPER CONDUCTORS.THE SIZE OF CONDUCTORS SHALL NOT BE MORE THAN 0.4MM.THE CABLE SHALL BE 70 SQ MM, 2 CORE 1.1 KV GRADE FOR EOT CRANE TRAILING APPLICTION | MTR. | 180 | 30 | 180 | 180 |  | 180 | 0 |  | 0 | 0 |  | 0 | 0 |  | 0 | 0 |  | 0 | 0 |  | 0 | 0 |  | 0 | 90 | 0 | 90 | 0
341 | 40124800 | 24 | 70 | BUTYL RUBBER 95SQMM,1 CORE CABLE FOR EOT CRANE | MULTISTRAND CABLE FLEXIBLE 95SQMM, SINGLE CORE 1.1 KV GRADE IN LENGTH OF 50MTRS OR IN MULTIPLES OF 50MTRS THERE OF AS CONTINUOUS LENGTH BUTYL RUBBER/EP RUBBER INSULATED AND PCP OVERALL SHEATHED,WITH ANNEALED TINNED COPPER CONDUCTORS FOR CRANE REELING DRUMS | MTR. | 150 | 153 | 150 | 150 |  | 150 | 0 |  | 0 | 0 |  | 0 | 0 |  | 0 | 0 |  | 0 | 0 |  | 0 | 0 |  | 0 | 153 | 0 | 150 | 0
342 | 40072241 | 24 | 70 | COMPENSATING CABLE, 'J' TYPE, 1.5 SQ.MM, 2 CORE | COMPENSATING CABLE FOR TYPE J THERMOCOUPLE PVC INSULATED PVCSHEATHED CONDUCTOR SIZE 3/22 SWG | MTR. | 300 | 200 | 300 | 100 |  | 100 | 100 |  | 100 | 100 |  | 100 | 0 |  | 0 | 0 |  | 0 | 0 |  | 0 | 0 |  | 0
343 | 40072230 | 23 | 10 | COMPENSATING CABLE, 'N' TYPE, 1.5 SQ.MM, 2 CORE | COMPENSATING CABLE FOR TYPE-N THERMOCOUPLE, PVC INSULATED PVC SHEATHED OF CONDUCTOR SIZE 3/22 SWG IN LENGTH OF 100 MTRS. ONLY | MTR. | 400 | 500 | 400 | 200 |  | 200 | 0 |  | 0 | 200 |  | 200 | 0 |  | 0 | 0 |  | 0 | 0 |  | 0 | 0 |  | 0
344 | 40120211 | 23 | 10 | COMPENSATING CABLE, 'S' TYPE, 1.5 SQ.MM, 2 CORE | S' TYPE FLEXIBLE COMPENSATING CABLE ROUND FORMATION 2 CORE 1.5 SQ.MM SIZE EACH CORE PVC INSULATED WITH STANDARD COLOUR CODING FOR POSITIVE AND NEGATIVE | MTR. | 2400 | 3600 | 2400 | 2000 |  | 2000 | 0 |  | 0 | 200 |  | 200 | 0 |  | 0 | 0 |  | 0 | 200 |  | 200 | 0 |  | 0
345 | 40124794 | 23 | 10 | COPPER CABLE, 1 SQ.MM TEFLON INSULATED, RED COLOUR | 1 SQ.MM SINTERED OR TAPED TEFLON INSULATED MULTI STRANDED FLEXIBLE COPPER CABLE RED COLOUR 1.1 KV GRADE IN STANDARD LENGTHS OF 100 MTRS +/-10%. THE CONDUCTOR SHALL BE SILVER PLATED | MTR. | 2000 | 200 | 2000 | 200 |  | 200 | 1200 |  | 1200 | 200 |  | 200 | 100 |  | 100 | 100 |  | 100 | 200 |  | 200 | 0 |  | 0
346 | 40077688 | 23 | 10 | COPPER CABLE, 1.5 SQ.MM TEFLON INSULATED | COPPER CABLE TEFLON/FIBRE INS. COPPER CABLE SINGLE CORE OF SIZE 1.5SQMM(48/0.2MM)FLEXIBLE MULTISTRANDED WITH SINTERED TEFLON INSULATED OVERALL VARNISHED FIBRE GLASS BRAIDING IN STANDARD LENGTH OF 100 MTRS.COIL | MTR. | 200 | 100 | 175 | 0 |  | 0 | 100 |  | 100 | 0 |  | 0 | 25 |  | 25 | 25 |  | 25 | 25 |  | 25 | 0 |  | 0
347 | 40077676 | 23 | 10 | COPPER CABLE, 6 SQ.MM TEFLON INSULATED, RED COLOUR | 6 SQ.MM SINTERED OR TAPED TEFLON INSULATED MULTI STRANDED FLEXIBLE COPPER CABLE RED COLOUR 1.1 KV GRADE IN STANDARD LENGTHS OF 100 MTRS +/- 10% | MTR. | 800 | 800 | 800 | 0 |  | 0 | 800 |  | 800 | 0 |  | 0 | 0 |  | 0 | 0 |  | 0 | 0 |  | 0 | 0 |  | 0
348 | 40124782 | 24 | 70 | COPPER CABLE, 50 SQ.MM TEFLON INSULATED | MULTISTRANDED FLEXIBLE SINGLE CORE COPPER CABLE SINTERED TEFLON INSULATED OVERALL FIBRE GLASS BRAIDED UNVARNISHED CABLE OF SIZE50SQMM 1.1KV GRADE IN STANDARD LENGTHS OF 100 MTRS +/-10% | MTR. | 300 | 113 | 300 | 100 |  | 100 | 200 |  | 200 | 0 |  | 0 | 0 |  | 0 | 0 |  | 0 | 0 |  | 0 | 0 |  | 0
349 | 40078243 | 24 | 70 | COPPER CABLE, 1SQ.MM, 1 CORE, RED COLOUR | 1 SQMM SINGLE CORE MULTI-STRANDED FLEXIBLE COPPER CABLE PVC INSULATED OF 1.1 KV CLASS OF 100 METRES LENGTH COILS OF RED COLOUR | MTR. | 6000 | 5800 | 3800 | 800 |  | 800 | 2600 |  | 2600 | 400 |  | 400 | 0 |  | 0 | 0 |  | 0 | 0 |  | 0 | 0 |  | 0
350 | 40078267 | 24 | 70 | COPPER CABLE, 1SQ.MM, 1 CORE, BLUE COLOUR | 1 SQMM SINGLE CORE MULTI-STRANDED (32/0.2)FLEXIBLE COPPER CABLE PVC INSULATED OF 1.1 KV.CLASS OF 100 MTRS. LENGTH COIL COLOUR BLUE | MTR. | 4000 | 4100 | 3800 | 800 |  | 800 | 2600 |  | 2600 | 400 |  | 400 | 0 |  | 0 | 0 |  | 0 | 0 |  | 0 | 0 |  | 0
351 | 40078255 | 24 | 70 | COPPER CABLE, 1SQ.MM, 1 CORE, BLACK COLOUR | SINGLE CORE 1 SQMM PVC INSULATED MULTISTRANDED FLEXIBLE COPPER CABLE OF 1.1KV CLASS IN 100 METRES LENGTH COIL COLOUR BLACK | MTR. | 6000 | 4760 | 3200 | 800 |  | 800 | 1600 |  | 1600 | 400 |  | 400 | 100 |  | 100 | 100 |  | 100 | 200 |  | 200 | 0 |  | 0
352 | 40078176 | 23 | 70 | COPPER CABLE, 1.5SQ.MM, 1 CORE | MULTISTRAND PVC INSULATED FLEXIBLE COPPER CABLE OF SIZE 1.5SQMM SINGLE CORE,1.1KV GRADE IN 100 MTRS LENGTH COIL | MTR. | 9000 | 1300 | 4600 | 800 |  | 800 | 2000 |  | 2000 | 1600 |  | 1600 | 0 |  | 0 | 0 |  | 0 | 200 |  | 200 | 0 |  | 0
353 | 40078188 | 24 | 10 | COPPER CABLE, 1.5SQ.MM, 2 CORE | MULTISTRAND PVC INSULATED FLEXIBLE COPPER CABLE 1.5 SQMM 2CORE INDIVIDUALLY PVC INSULATED & OVERALL PVC SHEATHED,1.1 KV GRADE.CONFORMING TO IS:694 AND 8130. LENGTH OF THE COIL SHALL BE 100MTRS+/- 10% | MTR. | 3000 | 2830 | 3000 | 900 |  | 900 | 900 |  | 900 | 900 |  | 900 | 100 |  | 100 | 100 |  | 100 | 100 |  | 100 | 0 |  | 0
354 | 40078220 | 24 | 70 | COPPER CABLE, 1.5SQ.MM, 4 CORE | MULTISTRAND PVC INSULATED FLEXIBLE COPPER CABLE 1.5SQMM 4CORE, INDIVIDUALLY PVC INSULATED & OVERALL PVC SHEATHED, 1.1KV GRADE. CONFORMING TO IS:694 AND THE CONDUCTOR AND STRANDS USED SHALL BE AS PER IS:8130. LENGTH OF THE COIL SHALL BE 100 MTRS.+/-10% | MTR. | 4500 | 4292 | 2100 | 500 |  | 500 | 800 |  | 800 | 600 |  | 600 | 100 |  | 100 | 100 |  | 100 | 0 |  | 0 | 0 |  | 0
355 | 40078190 | 24 | 70 | COPPER CABLE, 1.5SQ.MM, 6 CORE | MULTISTRAND PVC INSULATED FLEXIBLE COPPER CABLE 1.5SQMM 6CORE, INDIVIDUALLY PVC INSULATED & OVERALL PVC SHEATHED,1.1KV GRADE. CONFORMING TO IS:694 AND 8130. LENGTH OF THE COIL SHALL BE 100 MTRS.+/-10% | MTR. | 500 | 890 | 500 | 200 |  | 200 | 300 |  | 300 | 0 |  | 0 | 0 |  | 0 | 0 |  | 0 | 0 |  | 0 | 0 |  | 0
356 | 40078164 | 24 | 70 | COPPER CABLE, 1.5SQ.MM, 10 CORE | MULTISTRAND PVC INSULATED FLEXIBLE COPPER CABLE 1.5sqmm,10CORE,INDIVIDUALLY PVC INSULATED & OVERALL PVC SHEATHED,1.1KV GRADE. CONFORMING TI IS:694 AND 8130. LENGTH OF THE COIL SHALL BE 100MTRS +/-10% | MTR. | 800 | 1100 | 800 | 300 |  | 300 | 300 |  | 300 | 200 |  | 200 | 0 |  | 0 | 0 |  | 0 | 0 |  | 0 | 0 |  | 0
357 | 40078206 | 24 | 70 | COPPER CABLE, 1.5SQ.MM, 16 CORE | MULTISTRAND PVC INSULATED FLEXIBLE COPPER CABLE 1.5SQMM, 16 CORE, INDIVIDUALLY PVC INSULATED & OVERALL PVC SHEATHED,1.1KV GRADE. CONFORMING TO IS:694 AND 8130. LENGTH OF THE COIL SHALL BE 100 MTRS.+/-10% | MTR. | 600 | 1370 | 600 | 200 |  | 200 | 300 |  | 300 | 100 |  | 100 | 0 |  | 0 | 0 |  | 0 | 0 |  | 0 | 0 |  | 0
358 | 40078218 | 24 | 70 | COPPER CABLE, 1.5SQ.MM, 19 CORE | MULTISTRANDED PVC INSULATED FLEXIBLE CABLE COPPER 19CORE INDIVIDUALLY PVC INSULATED AND OVERAL PVC SHEATHED OF EACH CORE 30/0.25MM(30STRANDS,EACH STRAND 0.25MM)1.1KV GRADE IN STANDARD LENGTH OF 100MTRS | MTR. | 1100 | 2640 | 1100 | 200 |  | 200 | 500 |  | 500 | 400 |  | 400 | 0 |  | 0 | 0 |  | 0 | 0 |  | 0 | 0 |  | 0
359 | 40078309 | 24 | 70 | COPPER CABLE, 2.5SQ.MM, 1 CORE, BLACK COLOUR | SINGLE CORE MULTISTRAND PVC INSULATED FLEXIBLE COPPER CABLE OF SIZE 2.5SQMM BLACK COLOUR, 1.1KV GRADE IN 100 MTRS LENGTH COIL | MTR. | 4000 | 400 | 1300 | 0 |  | 0 | 1200 |  | 1200 | 0 |  | 0 | 0 |  | 0 | 0 |  | 0 | 100 |  | 100 | 0 |  | 0
360 | 40078292 | 23 | 10 | COPPER CABLE, 2.5SQ.MM, 3 CORE | MULTISTRAND PVC INSULATED FLEXIBLE COPPER CABLE 3CORE, 2.5SQMM INDIVIDUALLY PVC INSULATED & OVERALL PVC SHEATHED, 1.1 KV GRADE. CONFORMING TO IS:694 AND 8130. LENGTH OF THE COIL SHALL BE 100MTRS +/-10% | MTR. | 1200 | 4000 | 1200 | 400 |  | 400 | 400 |  | 400 | 400 |  | 400 | 0 |  | 0 | 0 |  | 0 | 0 |  | 0 | 0 |  | 0
361 | 40078231 | 24 | 70 | COPPER CABLE, 2.5SQ.MM, 4 CORE, BLACK COLOUR | MULTISTRAND PVC INSULATED FLEXIBLE COPPER CABLE OF SIZE 2.5 SQ MM 4CORE BLACK COLOUR,1.1KV GRADE IN 100 MTRS LENGTH COIL | MTR. | 600 | 3300 | 600 | 200 |  | 200 | 200 |  | 200 | 200 |  | 200 | 0 |  | 0 | 0 |  | 0 | 0 |  | 0 | 0 |  | 0
362 | 40078127 | 24 | 70 | COPPER CABLE, 4SQ.MM, 1 CORE, RED COLOUR | SINGLE CORE MULTISTRAND PVC INSULATED FLEXIBLE COPPER CABLE OF SIZE 4SQ.MM RED COLOUR,1.1KV GRADE IN 100 MTRS LENGTH COIL | MTR. | 1000 | 2000 | 400 | 0 |  | 0 | 400 |  | 400 | 0 |  | 0 | 0 |  | 0 | 0 |  | 0 | 0 |  | 0 | 0 |  | 0
363 | 40078152 | 24 | 70 | COPPER CABLE, 4SQ.MM, 1 CORE, BLUE COLOUR | COPPER CABLE SINGLE CORE,4SQ MM BLUE SINGLE CORE MULTISTRAND PVC INSULATED FLEXIBLE COPPER CABLE OF SIZE 4SQ MM BLUE COLOUR,1.1KV GRADE IN 100 MTRS LENGTH COIL | MTR. | 1500 | 500 | 500 | 0 |  | 0 | 400 |  | 400 | 0 |  | 0 | 0 |  | 0 | 0 |  | 0 | 100 |  | 100 | 0 |  | 0
364 | 40078322 | 24 | 70 | COPPER CABLE, 4SQ.MM, 1 CORE, BLACK COLOUR | COPPER CABLE SINGLE CORE,4SQ MM BLACK SINGLE CORE MULTISTRAND PVC INSULATED FLEXIBLE COPPER CABLE OF SIZE 4SQ.MM BLACK COLOUR,1.1KV GRADE IN 100MTRS LENGTH COIL | MTR. | 1500 | 0 | 400 | 0 |  | 0 | 400 |  | 400 | 0 |  | 0 | 0 |  | 0 | 0 |  | 0 | 0 |  | 0 | 0 |  | 0
365 | 40078310 | 24 | 70 | COPPER CABLE, 4SQ.MM, 3 CORE | MULTISTRAND PVC INSULATED FLEXIBLE COPPER CABLE 3CORE, 4SQ MM INDIVIDUALLY PVC INSULATED & PVC SHEATHED. LENGTH OF THE COIL SHALL BE 100 MTRS | BUNDLE | 8 | 20 | 8 | 2 |  | 2 | 4 |  | 4 | 2 |  | 2 | 0 |  | 0 | 0 |  | 0 | 0 |  | 0 | 0 |  | 0
366 | 40078279 | 23 | 10 | COPPER CABLE, 4SQ.MM, 4 CORE | 4SQMM,4CORE MULTOSTRAND PVC INSULATED FLEXIBLE COPPER CABLE | MTR. | 1200 | 7700 | 1200 | 400 |  | 400 | 400 |  | 400 | 400 |  | 400 | 0 |  | 0 | 0 |  | 0 | 0 |  | 0 | 0 |  | 0
367 | 40078115 | 24 | 70 | COPPER CABLE, 10SQ.MM, 1 CORE, BLACK COLOUR | PVC INSULATED SINGLE CORE MULTISTRANDED FLEXIBLE COPPER CABLE 10SQMM OF , STRANDS SIZE MAX. 0.41MM DIA AS PER CLAUSE 5 OF IS : 8130 1.1 KV GRADE, BLACK COLOUR PACKING LENGTH 100 MTRS +/-10% | MTR. | 300 | 300 | 300 | 100 |  | 100 | 200 |  | 200 | 0 |  | 0 | 0 |  | 0 | 0 |  | 0 | 0 |  | 0 | 0 |  | 0
368 | 40077809 | 24 | 70 | COPPER CABLE, 16SQ.MM, 1 CORE, BLACK COLOUR | PVC INSULATED SINGLE CORE MULTISTRANDED FLEXIBLE COPPER CABLE 16SQMM, 1.1KV GRADE, BLACK COLOUR. PACKING LENGTH 100MTRS +/-10% | MTR. | 400 | 0 | 400 | 200 |  | 200 | 200 |  | 200 | 0 |  | 0 | 0 |  | 0 | 0 |  | 0 | 0 |  | 0 | 0 |  | 0
369 | 40078140 | 24 | 70 | COPPER CABLE, 25SQ.MM, 1 CORE, BLACK COLOUR | PVC INSULATED SINGLE CORE MULTISTRANDED FLEXIBLE COPPER CABLE, 25SQMM, 1.1KV GRADE, BLACK COLOUR. PACKING LENGTH 100MTRS +/-10% | MTR. | 600 | 300 | 600 | 300 |  | 300 | 300 |  | 300 | 0 |  | 0 | 0 |  | 0 | 0 |  | 0 | 0 |  | 0 | 0 |  | 0
370 | 40050178 | 23 | 70 | COPPER CABLE, 25SQ.MM, 4 CORE, ARMOURED | 25SQMM, 4CORE MULTISTRANDED COPPER CABLE PVC INSULATED, PVC SHEATHED GI ARMOURED. LENGTH OF EACH COIL SHALL BE 100MTRS OR ITS MULTIPLES | MTR. | 200 | 200 | 150 | 100 |  | 100 | 50 |  | 50 | 0 |  | 0 | 0 |  | 0 | 0 |  | 0 | 0 |  | 0 | 0 |  | 0 | 0 | 100 | 100 | 0
371 | 40077810 | 24 | 70 | COPPER CABLE, 50SQ.MM, 1 CORE, BLACK COLOUR | PVC INSULATED SINGLE CORE MULTISTRANDED FLEXIBLE COPPER CABLE 50SQMM, 1.1KV GRADE, BLACK COLOUR. PACKING LENGTH 100MTRS +/-10% | MTR. | 400 | 0 | 400 | 200 |  | 200 | 200 |  | 200 | 0 |  | 0 | 0 |  | 0 | 0 |  | 0 | 0 |  | 0 | 0 |  | 0
372 | 40078000 | 24 | 70 | COPPER CABLE, 95SQ.MM, 1 CORE, BLACK COLOUR | PVC INSULATED SINGLE CORE MULTISTRANDED FLEXIBLE COPPER CABLE 95SQMM, BLACK COLOUR 1.1KV GRADE, GRADE IN STANDARD LENGTH OF 100MTS +/-10% | MTR. | 400 | 0 | 400 | 200 |  | 200 | 200 |  | 200 | 0 |  | 0 | 0 |  | 0 | 0 |  | 0 | 0 |  | 0 | 0 |  | 0

## APRIL 2026
S.NO. | SECTION | PL NO. | ITEM SHORT DESCRIPTION | DRAWN
1 | EMR | 40050178 | COPPER CABLE, 25SQ.MM, 4 CORE, ARMOURED | 50
2 | SHIFT/EWFPS | 40120211 | COMPENSATING CABLE, 'S' TYPE, 1.5 SQ.MM, 2 CORE | 50
3 | EMR | 40124794 | COPPER CABLE, 1 SQ.MM TEFLON INSULATED, RED COLOUR | 100
4 | EMS | 40124800 | BUTYL RUBBER 95SQMM,1 CORE CABLE FOR EOT CRANE | 100
5 | EMS | 40124861 | BUTYL RUBBER 70SQMM, 2 CORE CABLE FOR EOT CRANE | 25
6 | EMS | 40125555 | WATER COOLED CABLE FOR EAF | 6
7 | EMR | 41011466 | GLASS EPOXY SHEET | 50
8 | EMS | 41077763 | PRESSURE SENSITIVE ADHESIVE PVC TAPES BLUE COLOUR | 500
9 | EWFPS | 41077763 | PRESSURE SENSITIVE ADHESIVE PVC TAPES BLUE COLOUR | 800
10 | SHIFT/EMR | 41077763 | PRESSURE SENSITIVE ADHESIVE PVC TAPES BLUE COLOUR | 200
11 | SHIFT/EMS | 41077763 | PRESSURE SENSITIVE ADHESIVE PVC TAPES BLUE COLOUR | 300
12 | SHIFT/EWFPS | 41077763 | PRESSURE SENSITIVE ADHESIVE PVC TAPES BLUE COLOUR | 100
13 | EMS | 41077787 | PRESSURE SENSITIVE ADHESIVE PVC TAPES GREEN COLOUR | 500
14 | SHIFT/EMR | 41077787 | PRESSURE SENSITIVE ADHESIVE PVC TAPES GREEN COLOUR | 200
15 | EMS | 41077805 | PRESSURE SENSITIVE ADHESIVE PVC TAPES MULTI COLOUR | 100
16 | SHIFT/EWFPS | 42013847 | INDUSTRIAL POWER PLUGS INCLINED HANDLE 5 PIN(3P+N+E) | 3
17 | EMR | 42020116 | BCH LIMIT SWITCH | 5
18 | SHIFT/EMR | 42020116 | BCH LIMIT SWITCH | 5
19 | SHIFT/EMS | 42020116 | BCH LIMIT SWITCH | 5
20 | SHIFT/EWFPS | 42020116 | BCH LIMIT SWITCH | 5
21 | EMR | 42020128 | JAI BALAJI LIMIT SWITCH | 5
22 | EWFPS | 42020128 | JAI BALAJI LIMIT SWITCH | 10
23 | SHIFT/EMR | 42020128 | JAI BALAJI LIMIT SWITCH | 5
24 | SHIFT/EMS | 42020128 | JAI BALAJI LIMIT SWITCH | 10
25 | SHIFT/EWFPS | 42020128 | JAI BALAJI LIMIT SWITCH | 5
26 | EWFPS | 42022204 | MPCB, RATED CURRENT 630A, CURRENT SETTING 500- 630A | 1
27 | SHIFT/EMS | 42022289 | POWER CONTACTOR, MECHANICALLY INTERLOCKED FORWARD REVERSE, 63A, 110V AC | 2
28 | EWFPS | 42026660 | MCCB, RATED CURRENT 250A, CURRENT RATING 250A | 2
29 | EWFPS | 42027329 | MCB 32AMPS, 3 POLE | 1
30 | EMR | 42027913 | POWER CONTACTOR, MECHANICALLY INTERLOCKED FORWARD REVERSE, 16A, 24 AC | 5
31 | EWFPS | 42027913 | POWER CONTACTOR, MECHANICALLY INTERLOCKED FORWARD REVERSE, 16A, 24 AC | 2
32 | EWFPS | 42060138 | MCB 2A, 1 POLE | 10
33 | SHIFT/EMR | 42089025 | HRC FUSES 32A | 5
34 | SHIFT/EMR | 42089037 | HRC FUSES 63A | 5
35 | EMR | 42119510 | 10 WATT LED TUBE LIGHT | 20
36 | EWFPS | 42119510 | 10 WATT LED TUBE LIGHT | 5
37 | EMR | 43010076 | HEATER CARTRIDGES 1500W FOR CORE BAKING | 50
38 | EMS | 43080005 | "N" TYPE DUPLEX THERMOCOUPLE FOR LPH | 4
39 | EWFPS | 43900288 | MPCB, RATED CURRENT 4A, CURRENT SETTING 2.4- 4A | 3
40 | SHIFT/EMS | 43900288 | MPCB, RATED CURRENT 4A, CURRENT SETTING 2.4- 4A | 5
41 | SHIFT/EWFPS | 43900288 | MPCB, RATED CURRENT 4A, CURRENT SETTING 2.4- 4A | 3
42 | EMR | 43900320 | "J" TYPE SIMPLEX THERMOCOUPLE | 15
43 | EWFPS | 45219126 | POWER CONTACTOR, MECHANICALLY INTERLOCKED FORWARD REVERSE, 25A, 110V AC | 2
44 | SHIFT/EMS | 45219126 | POWER CONTACTOR, MECHANICALLY INTERLOCKED FORWARD REVERSE, 25A, 110V AC | 2
45 | EMR | 46090071 | THREE PHASE POWER CONTROLLER, 400A | 1
46 | EMR | 46120324 | COPPER BUS BAR FOR SPRUE WASH | 13
47 | EMR | 47050378 | AC DRIVE 37KW/50HP | 1
48 | EMS | 47050512 | 25HP, 6P, 200L, FOOT MOUNTED SQ CAGE INDUCTION MOTOR | 1
49 | EMS | 47050664 | 5HP, 2P, 100L, FOOT MOUNTED SQ CAGE INDUCTION MOTOR | 5
50 | EWFPS | 47241184 | SELECTOR SWITCHES,SPRING RETURN TO CENTER THREE POSITION: 30.5 MM | 5
51 | SHIFT/EWFPS | 47241184 | SELECTOR SWITCHES,SPRING RETURN TO CENTER THREE POSITION: 30.5 MM | 5
52 | EWFPS | 47241196 | OIL TIGHT PUSH BUTTON ACTUATOR SPRING RETURN OF 30.5MM DIA , COLOURS:RED,BLACK,YELLOW AND GREEN | 10
53 | SHIFT/EWFPS | 47241202 | MUSH ROOM HEAD OIL TIGHT PUSH BUTTON 22MM DIA RED IN COLOUR, PULL TO RESET TYPE. (LATCH-IN-TWIST TO RESET) | 2
54 | SHIFT/EWFPS | 47241214 | OIL TIGHT FLUSH PUSH BUTTON ACTUATOR OF SIZE 30.5 MM, SIX COLOURS | 2
55 | SHIFT/EWFPS | 47241238 | OIL TIGHT FLUSH PUSH BUTTON ACTUATOR OF SIZE 22.5 MM, YELLOW AND RED | 5
56 | EWFPS | 47241251 | OIL TIGHT SELACTOR SWITCH 3 POSITION MAINTAINED TYPE OF SIZE 30.5 MM | 5
57 | SHIFT/EMS | 47241251 | OIL TIGHT SELACTOR SWITCH 3 POSITION MAINTAINED TYPE OF SIZE 30.5 MM | 10
58 | SHIFT/EWFPS | 47241251 | OIL TIGHT SELACTOR SWITCH 3 POSITION MAINTAINED TYPE OF SIZE 30.5 MM | 5
59 | EWFPS | 47241263 | SELECTOR SWITCH 2POSTION MAINTAINED TYPE 22.5MM | 5
60 | SHIFT/EWFPS | 47241263 | SELECTOR SWITCH 2POSTION MAINTAINED TYPE 22.5MM | 5
61 | EWFPS | 47241275 | MCB 16AMPS, 3 POLE | 2
62 | SHIFT/EWFPS | 47241275 | MCB 16AMPS, 3 POLE | 5
63 | SHIFT/EWFPS | 47241299 | MPCB, RATED CURRENT 16A, CURRENT SETTING 10- 16A | 2
64 | SHIFT/EMS | 47241305 | MCB 10AMPS, 2 POLE | 10
65 | SHIFT/EWFPS | 47241317 | MPCB, RATED CURRENT 13A, CURRENT SETTING 8- 13A | 2
66 | SHIFT/EWFPS | 47241329 | MPCB, RATED CURRENT 2.4A, CURRENT SETTING 1.6- 2.4A | 3
67 | SHIFT/EWFPS | 47241410 | MUSHROOM PUSH BUTTON ACTUATOR, RED COLOUR SPRING RETURN | 3
68 | SHIFT/EWFPS | 47241421 | MCB 10AMPS, 2 POLE | 5
69 | EMR | 47241494 | MPCB 18-26AMPS | 2
70 | SHIFT/EWFPS | 47241512 | MPCB, RATED CURRENT 6A, CURRENT SETTING 4- 6A | 3
71 | EMR | 47241573 | JOYSTIC CONTROLLER | 6
72 | SHIFT/EMS | 47241573 | JOYSTIC CONTROLLER | 5
73 | SHIFT/EWFPS | 47241573 | JOYSTIC CONTROLLER | 3
74 | EMR | 47380056 | TUBE HOLDING OVEN HEATING ELEMENT | 10
75 | SHIFT/EMR | 47420339 | BCH LIMIT SWITCH SHORT ARM | 5
76 | EMR | 47420340 | HEAVY DUTY OVER TRAVEL CONTROL UNIT | 10
77 | EWFPS | 47420340 | HEAVY DUTY OVER TRAVEL CONTROL UNIT | 5
78 | SHIFT/EMR | 47420340 | HEAVY DUTY OVER TRAVEL CONTROL UNIT | 10
79 | EWFPS | 47420479 | LIGHT DUTY OVER TRAVEL CONTROL UNIT | 5
80 | EMR | 47420480 | PROXIMITY SCANNER OF SENSING DISTANCE 10 CMS TO 90 CMS ADJUSTABLE. OPERATING VOLTAGE 15 V TO 260 V AC | 6
81 | SHIFT/EMR | 47420480 | PROXIMITY SCANNER OF SENSING DISTANCE 10 CMS TO 90 CMS ADJUSTABLE. OPERATING VOLTAGE 15 V TO 260 V AC | 2
82 | SHIFT/EMS | 47420480 | PROXIMITY SCANNER OF SENSING DISTANCE 10 CMS TO 90 CMS ADJUSTABLE. OPERATING VOLTAGE 15 V TO 260 V AC | 5
83 | SHIFT/EWFPS | 47420480 | PROXIMITY SCANNER OF SENSING DISTANCE 10 CMS TO 90 CMS ADJUSTABLE. OPERATING VOLTAGE 15 V TO 260 V AC | 3
84 | EMS | 47983516 | RUBBER MOULDED FEMALE SOCKET & MALE PLUG | 4
85 | EWFPS | 73641819 | SCREWS WITH TWO NUTS TWO FLAT WASHERS OF SCREWS SIZE M5 AND LENGTH 60MM | 100
86 | EMR | 81050628 | LIQUID SOAP | 5
87 | EGS | 83049400 | PAPER PHOTOCOPIER | 1
88 | EMR | 83049400 | PAPER PHOTOCOPIER | 1
89 | EMS | 83049400 | PAPER PHOTOCOPIER | 1

## MAY 2026
S.NO. | SECTION | PL NO. | ITEM SHORT DESCRIPTION | DRAWN
1 | EMR | 47050019 | 3HP, 4P, 100L, 72RPM RIGHT ANGLED FOOT MOUNTED IEC GEARED MOTOR | 5
2 | SHIFT/EWFPS | 42113234 | PIGMY LAMPS 15W 230V AC | 2
3 | EMS | 46150079 | 12KV, 26.3K/3SEC, 1250A, VCB OF SIEMENS MAKE TYPE: 3AHO | 2
4 | EMS | 47241573 | JOYSTIC CONTROLLER | 3
5 | EMS | 47050214 | 2HP, 4P, 90L, FLANGE MOUNTED SQ CAGE INDUCTION MOTOR WITH BRAKE | 1
6 | EMS | 47050676 | 5HP, 6P, 132S, FOOT MOUNTED SQ CAGE INDUCTION MOTOR | 2
7 | EGS | 83057262 | FILE COVERS CARD BOARD THIN | 50
8 | EMR | 46120324 | COPPER BUS BAR FOR SPRUE WASH | 13
9 | EMR | 41011466 | GLASS EPOXY SHEET | 50
10 | EMR | 47380056 | TUBE HOLDING OVEN HEATING ELEMENT | 6
11 | EMR | 47241512 | MPCB, RATED CURRENT 6A, CURRENT SETTING 4- 6A | 10
12 | EMR | 45219138 | POWER CONTACTOR, 16A, 110V AC | 10
13 | EMR | 47050081 | 10HP, 4P, 132M FOOT CUM FLANGE MOUNTED SQ CAGE INDUCTION MOTOR | 1
14 | EMR | 41077763 | PRESSURE SENSITIVE ADHESIVE PVC TAPES BLUE COLOUR | 400
15 | EMS | 42029387 | MCCB, RATED CURRENT 100A | 5
16 | EMS | 47050317 | AC DRIVE 3.7KW/5HP | 1
17 | EMS | 47360021 | AC DRIVE 22KW/30HP | 1
18 | EMS | 47360471 | AC DRIVE 15KW/20HP | 1
19 | EMS | 47360010 | AC DRIVE 7.5KW/10HP | 1
20 | EMS | 40078188 | COPPER CABLE, 1.5SQ.MM, 2 CORE | 200
21 | EMS | 42113234 | PIGMY LAMPS 15W 230V AC | 20
22 | EMS | 42119510 | 10 WATT LED TUBE LIGHT | 50
23 | EMS | 42110099 | 20 WATT LED TUBE LIGHT | 40
24 | EGS | 75908748 | LADIES SAFETY SHOES SIZE 7 | 6
25 | EGS | 75908736 | GENTS SAFETY SHOES SIZE 6 | 5
26 | EGS | 75908931 | GENTS SAFETY SHOES SIZE 7 | 15
27 | EGS | 75908943 | GENTS SAFETY SHOES SIZE 8 | 12
28 | EGS | 75908955 | GENTS SAFETY SHOES SIZE 9 | 23
29 | EGS | 75908852 | GENTS SAFETY SHOES SIZE 10 | 7
30 | EMR | 43080005 | "N" TYPE DUPLEX THERMOCOUPLE FOR LPH | 2
31 | EMR | 47241573 | JOYSTIC CONTROLLER | 6
32 | EMR | 47420479 | LIGHT DUTY OVER TRAVEL CONTROL UNIT | 10
33 | EMR | 42020116 | BCH LIMIT SWITCH | 10
34 | EMR | 41077787 | PRESSURE SENSITIVE ADHESIVE PVC TAPES GREEN COLOUR | 100
35 | EMR | 47420340 | HEAVY DUTY OVER TRAVEL CONTROL UNIT | 10
36 | EMR | 43900320 | "J" TYPE SIMPLEX THERMOCOUPLE | 20
37 | EMR | 42903932 | SOLENOID COIL FOR WPFS PNEUMATIC VALVE SOLENOID FOR M/S EMERSON MAKE | 5
38 | EMR | 47420480 | PROXIMITY SCANNER OF SENSING DISTANCE 10 CMS TO 90 CMS ADJUSTABLE. OPERATING VOLTAGE 15 V TO 260 V AC | 4
39 | EMR | 43010076 | HEATER CARTRIDGES 1500W FOR CORE BAKING | 20
40 | EMR | 42060084 | ADJUSTABLE ROLLER LEVER FOR JAI BALAJI LIMIT SWITCH | 10
41 | EMR | 47241172 | OIL TIGHT INDICATING LIGHTS, 30.5MM, 110V, IN FIVE COLOURES(RED,BLUE,AMBER,GREEN,CLEAR) | 10
42 | EMR | 73641819 | SCREWS WITH TWO NUTS TWO FLAT WASHERS OF SCREWS SIZE M5 AND LENGTH 60MM | 200
43 | EMR | 47241202 | MUSH ROOM HEAD OIL TIGHT PUSH BUTTON 22MM DIA RED IN COLOUR, PULL TO RESET TYPE. (LATCH-IN-TWIST TO RESET) | 4
44 | EMR | 47241251 | OIL TIGHT SELACTOR SWITCH 3 POSITION MAINTAINED TYPE OF SIZE 30.5 MM | 10
45 | EMR | 47241263 | SELECTOR SWITCH 2POSTION MAINTAINED TYPE 22.5MM | 10
46 | EMR | 42029387 | MCCB, RATED CURRENT 100A | 2
47 | EMR | 47241652 | DIGITAL AMMETER SINGLE PHASE, UNIVERSAL AUXILIARY SUPPLY-80 TO 300VAC/DC, OF SIZE 96X96SQMM | 1
48 | EMR | 47160111 | BRAKE COIL, 415V, 48 NM | 2
49 | EMR | 42160029 | SHORT WAVE INFRA RED HEATER | 2
50 | EMR | 40078243 | COPPER CABLE, 1SQ.MM, 1 CORE, RED COLOUR | 200
51 | EMR | 47241664 | CONTROL RELAY, 110V AC, 4NO + 4NC | 5
52 | EMR | 42029417 | POWER CONTACTOR, 16A, 230V AC | 5
53 | EMR | 42901017 | PENDENT CONTROL STATION 8 PUSH BUTTON | 2
54 | EMR | 43229943 | PANEL MOUNTING COOLER UNIT | 1
55 | EMR | 40078231 | COPPER CABLE, 2.5SQ.MM, 4 CORE, BLACK COLOUR | 100
56 | EMR | 43240010 | MUSHROOM PUSH BUTTON ACTUATOR, 30.5MM, RED COLOUR TURN TO RELEASE | 5
57 | EMR | 42027913 | POWER CONTACTOR, MECHANICALLY INTERLOCKED FORWARD REVERSE, 16A, 24 AC | 5
58 | EMR | 47241410 | MUSHROOM PUSH BUTTON ACTUATOR, RED COLOUR SPRING RETURN | 5
59 | EMR | 83049400 | PAPER PHOTOCOPIER | 1
60 | EMR | 46090071 | THREE PHASE POWER CONTROLLER, 400A | 1
61 | EWFPS | 47050081 | 10HP, 4P, 132M FOOT CUM FLANGE MOUNTED SQ CAGE INDUCTION MOTOR | 1
62 | EWFPS | 47050743 | 25HP, 4P, 180M, FOOT MOUNTED SQ CAGE INDUCTION MOTOR | 1
63 | EWFPS | 47420479 | LIGHT DUTY OVER TRAVEL CONTROL UNIT | 10
64 | EWFPS | 42020116 | BCH LIMIT SWITCH | 10
65 | EWFPS | 42020128 | JAI BALAJI LIMIT SWITCH | 10
66 | EWFPS | 47420340 | HEAVY DUTY OVER TRAVEL CONTROL UNIT | 9
67 | EWFPS | 47241275 | MCB 16AMPS, 3 POLE | 3
68 | EWFPS | 41077763 | PRESSURE SENSITIVE ADHESIVE PVC TAPES BLUE COLOUR | 50
69 | EWFPS | 47241329 | MPCB, RATED CURRENT 2.4A, CURRENT SETTING 1.6- 2.4A | 3
70 | EWFPS | 43900288 | MPCB, RATED CURRENT 4A, CURRENT SETTING 2.4- 4A | 3
71 | EWFPS | 47241512 | MPCB, RATED CURRENT 6A, CURRENT SETTING 4- 6A | 3
72 | EWFPS | 47241317 | MPCB, RATED CURRENT 13A, CURRENT SETTING 8- 13A | 3
73 | EWFPS | 47241299 | MPCB, RATED CURRENT 16A, CURRENT SETTING 10- 16A | 3
74 | EGS | 75909273 | DUST RESPIRATER | 300
75 | EGS | 75201318 | BLUE KNIT GLOVES | 300
76 | EGS | 81140022 | SOAP TOILET IN 150 GRAMS | 150
77 | EGS | 81050811 | SOAP TOILET IN 125 GRAMS | 600
78 | EGS | 75908700 | EAR PLUGS | 300
79 | EGS | 79010805 | CLOTH KHADI BLUE 91CMS | 100
80 | EWFPS | 42110373 | 15 WATT LED FLOOD LIGHT | 2
81 | EWFPS | 47050925 | 7.5HP, 4P, 132S, FOOT MOUNTED SQ CAGE INDUCTION MOTOR | 2
82 | EWFPS | 47050070 | 50HP, 4P, 225S FOOT MOUNTED SQ CAGE INDUCTION MOTOR | 1
83 | EGS | 83049400 | PAPER PHOTOCOPIER | 5
84 | EMS | 83049400 | PAPER PHOTOCOPIER | 1
85 | EWFPS | 83049400 | PAPER PHOTOCOPIER | 1
86 | EWFPS | 42350013 | SET OF PLUG & SOCKET 24PIN | 4
87 | EMS | 42089219 | HRC FUSES 80A | 5
88 | EMS | 47241172 | OIL TIGHT INDICATING LIGHTS, 30.5MM, 110V, IN FIVE COLOURES(RED,BLUE,AMBER,GREEN,CLEAR) | 10
89 | EGS | 40124794 | COPPER CABLE, 1 SQ.MM TEFLON INSULATED, RED COLOUR | 500
90 | EMR | 43010076 | HEATER CARTRIDGES 1500W FOR CORE BAKING | 60